## Summary
BILL OF QUANTITY (BOQ)
Program Name: | SINAAN
Project Name: | Garowe Community Cohesion and Green Cultural Park
Project No: | PR 050
Project Location: | Garowe, Somalia
All quoted price shall include materials mobilization, transportation labor cost and applicable taxes.
The Bidder MUST provide Excel file and signed and stamp PDF copy of this document
Name of organization/firm:______________________________
BILL SUMMARY
S# | ITEM DESCRIPTION | AMOUNT (GBP)
1 | Preliminaries | 0
2 | Entrance and Security Check | 0
3 | Mosque | 0
4 | Ablutions - 3 Nos | 0
5 | Kiosks - 5 Nos | 0
6 | Walkways and Sitting area | 0
7 | Out Door Lighting and Electrification | 0
8 | CCTV | 0
9 | Out door Plumbing and under ground water tank | 0
10 | Sewarage and Septic Tank | 0
11 | Boundary Wall | 0
12 | Towers | 0
13 | Children Play area | 0
13 | Nurseries | 0
13 | Cars Parking | 0
13 | Contractors All Risk Insurance
GRAND TOTAL |  | 0
Name of Company: ______________________________________________________
Name of Representative: _________________________________________________
Title of Representative: __________________________________________________
SIGNATURE: ______________________________________________________
STAMP

## Preliminaries
SINAAN
Garowe Community Cohesion and Green Cultural Park
PR 050
Preliminaries and General Items
Item | Description | Unit | Qty | Unit Price (GBP) | Total Price (GBP)
PRELIMINARY AND GENERAL ITEMS
Testing of Materials
1.1 | Concrete, block, sand, water, soil and any other tests as directed. | Item | 1 |  | 0
Temporary Works
Generally: The Contractor shall be responsible for the construction, maintenance and removal of all temporary works, and shall be responsible for ensuring the safety of such works and compliance with appropriate regulations and Codes of Practice.
Mobilization/Demobilization
1.2 | Mobilization of equipment/plant and personnel including all associated costs and demobilizing of the same | Item | 1 |  | 0
SAFETY GEAR ASSORTED
1.3 | Reflector Jackets | L.S | 1 |  | 0
1.4 | Safety Shoes | L.S | 1 |  | 0
1.5 | Helmet | L.S | 1 |  | 0
1.6 | Safety Glasses | L.S | 1 |  | 0
1.7 | Gloves | L.S | 1 |  | 0
GRAND TOTAL |  |  |  |  | 0

## Entrance and Security check
SINAAN
Garowe Community Cohesion and Green Cultural Park
PR 050
Entrance and Security Check
Item | Description | Unit | Qty | Unit Price (GBP) | Total Price (GBP)
A | PRELIMINARIES - SITE CLEARANCE
A1 | Site Clearance, levelling and Setting out | m2 | 143.42 |  | 0
| Total A |  |  |  | 0
B | EARTHWORKS
Excavation and back fill in all kind of sub-surface material complete in all respects as shown on the drawings, specifications and/or as directed by the Engineer. Surplus materials should be removed from the site or as advised by Construction Supervisor.
B1 | Strip Foundation | m3 | 16.68 |  | 0
| Total B |  |  |  | 0
C | SUBSTRUCTURE
C1 | Providing and laying Blinding plain cement concrete mix to obtain 1500 psi (Cylinder Strength at 28 days) (1:3:6) using coarse sand and screened graded and washed aggregate, in required shape and design, including formwork, shuttering, lifting, compacting, curing, rendering and finishing exposed surface, complete (including cost of form work, its fabrication and placing in position, etc.) for the below.
C1(a) | Strip footing | m3 | 1.67 |  | 0
C2 | Strip Footing
C2(a) | Providing and laying reinforced cement concrete mix to obtain 3000 psi (Cylinder Strength at 28 days) (1:1.5:3) using coarse sand and screened graded and washed aggregate, in required shape and design, including forms, moulds, shuttering, lifting, compacting, curing, rendering and finishing exposed surface, complete (including cost of form work, its fabrication and placing in position, etc.). for Strip Footing. | m3 | 3.31 |  | 0
C2(b) | Supply and Fabrication of High Tensile Steel deformed bars conforming to ASTM-A615 Grade 60 (60,000psi) reinforcement for cement concrete, including cutting, bending, laying in position, over lapping, making joints, fastenings, wastage and including cost of binding wire & labors charges for binding of steel reinforcement in place (also includes removal of rust from bars) as per drawings | Kg | 140 |  | 0
C3 | Foundation Wall
C3(a) | Construction of Solid Concrete masonry unit (CMU) wall of 200mm thickness blocks (Compressive strength 2000Psi as per ASTM C90-16a) bedded in cement/sand mortar mix 1:4. Note: Blocks to be cured for at least 7 days and tested prior to laying in for the wall as per the drawings
| Building Foundation | m2 | 22.08 |  | 0
C4 | Fill materials
C4(a) | Provide and lay hard core compacted to 98% modified Proctor density for Building floor | m3 | 7.24 |  | 0
C4(b) | Provide and lay 50mm Murram Blinding for Floor Slab. | m3 | 1.2 |  | 0
C5 | Concrete Slab for floor
C5(a) | Providing and laying 100 mm thick reinforced cement concrete mix to obtain 3000 psi (Cylinder Strength at 28 days) (1:1.5:3) using coarse sand and screened graded and washed aggregate, in required shape and design, including forms, moulds, shuttering, lifting, compacting, curing, rendering and finishing exposed surface, complete (including cost of form work, its fabrication and placing in position, etc.). for floor slab. | m3 | 2.41 |  | 0
C5(b) | High tensile deformed steel bars to ASTM A615 Grade 60 (60000 psi) :- including bending, hooking, tying wire, cutting spacers and supporting all in position
| Reinforcement (BRC Mesh A142 ) | m² | 24.14 |  | 0
| Total C |  |  |  | 0
D | SUPERSTRUCTURE
D1(a) | Construction of wall using Solid Concrete masonry unit (CMU) wall of 200mm thickness blocks (Compressive strength 2000Psi as per ASTM C90-16a) bedded in cement/sand mortar mix 1:4. Note: Blocks to be cured for at least 7 days and tested prior to laying in for the wall as per the drawings | m2 | 86.22 |  | 0
D2 | Ring beam
D2(a) | Providing and laying reinforced cement concrete mix to obtain 3000 psi (Cylinder Strength at 28 days) (1:1.5:3) using coarse sand and screened graded and washed aggregate, in required shape and design, including forms, moulds, shuttering, lifting, compacting, curing, rendering and finishing exposed surface, complete (including cost of form work, its fabrication and placing in position, etc.). for Ring beam. | m3 | 1.62 |  | 0
D2(b) | High tensile deformed steel bars to ASTM A615 Grade 60 (60000 psi) :- including bending, hooking, tying wire, cutting spacers and supporting all in position as per drawings | Kg | 250 |  | 0
| Total D |  |  |  | 0
E | ROOF
Supply and constuct roof including wooden truss members,as per below specifications and drawings
E1 | Truss T1 - 7 Nos
| Bottom Chord 100x50mm | m | 20 |  | 0
| Top Chord 100x50mm | m | 21 |  | 0
| Internal Web Members 75x50mm | m | 31.5 |  | 0
E2 | Purlins 100x50mm spaced at 500mm c/c | m | 48 |  | 0
| 100x50mm wall plate fixed onto blockwork with approved bolts and nuts as per Engineers detail | Lm | 21 |  | 0
E3 | Supply and Install galvanised iron sheets gauge 28 complete with all necessary fitting. | m2 | 21 |  | 0
E4 | Supply and install good quality Gypsum ceiling boards as per the satisfaction of the engineer finished with at least two coats of approved paint (Cost of paint with all necessary surface preparation should be included). | m2 | 21 |  | 0
| Total E |  |  |  | 0
F | FITTINGS (DOORS, WINDOWS AND VENTS)
F1 | Supply and install- WD1, 2400x900mm, hard wood framed door, 1 1/4" thick Imported wooden door sashes with a 200x50mm wood timber frame, 3 pairs of hinges. The door should have all necessary finishings such as painting, polishing as shown on drawings. | No. | 3 |  | 0
F4 | Supply and Install, ALW01, 800 x 1500mm high Aluminum window with 20mm bullet-resistant fixed laminated glass as shown on drawings including all necessary hinges, handles, locks and sealers. | No. | 3 |  | 0
F5 | Supply and Install, ALW02, 1500 x 1500mm high Aluminum window with 6mm thick laminated glass as shown on drawings including all necessary hinges, handles, locks and sealers. | No. | 2 |  | 0
F6 | Supply and Install, ALW03, 800 x 1500mm high Aluminum window with 6mm thick laminated glass as shown on drawings including all necessary hinges, handles, locks and sealers. | No. | 1 |  | 0
| Total F |  |  |  | 0
G | FINISHES
G1 | Plastering/Rendering
G1(a) | 20 mm thick Cement Sand plastering (1:3) finished smooth surface with wooden float for the internal and external walls, Columns , Grade beams and ring beams of the building including curing. | m2 | 188.22 |  | 0
G1(b) | 30mm thick Cement Sand floor screed (1:3) finished smooth for tiles and Supply and fixing of 600mm x 600mm no slippery- Ceramic floor tiles with approved tile bond as per drawings | m2 | 21 |  | 0
G1(c) | Supply and fixing of 100mm high ceramic tile skirting along wall. | m | 29.1 |  | 0
G2 | Painting
PAINTING: Rate shall include for preparation of surface cleaning down, smoothing, knotting, stepping etc. protection of floors and fitting, and cleaning upon completion.
G2(a) | Prepare surface, apply filler, apply one coat of primer and two coats of weather resistant externally and silk vinyl paint internally faces of walls (Contractor will submit the sample for Color and manufacturer approval)
| Internal Walls | m2 | 96.6 |  | 0
| External Walls | m2 | 85.22 |  | 0
| Total G |  |  |  | 0
H | RAIN WATER ROOF DRAINAGE SYSTEM
Rainwater goods: Unplasticized Polyvinyl Chloride (UPVC) Pipes, Gutters and Fittings Joined in Accordance with the Manufacturer's Instructions:-
H1 | 300mm Wide RC Gutters as per drawings: | Lm | 7.2 |  | 0
H2 | 100 mm Diameter Rain water down pipes complete with all fixing brackets and accessories to approval at site | Lm | 11.4 |  | 0
| Total H |  |  |  | 0
I | ELECTRICAL INSTALLATIONS
Note : unless other wise stated rates in Bill of quantities shall include all necessary material, cables, conduits, PVC sunk box, Bulbs switches etc. and labor required to complete the electrical installation. Testing and commissioning of electrical installations is to be carried out by contractor and cost of such testing and reports to be included in rates. All types of fittings shall be approved by engineer prior to installation
I1 | Lighting points wired in 3x1Cx1.5mm2 Cu/PVC/SC cables drawn in concealed 20mm dia. HG. PVC conduit complete with all wiring accessories for 1-way and 2-way switches, but excluding the switches and the luminaires. | No | 20 |  | 0
I2 | Type B fitting - Washroom - Surface mount LED downlight; 1600lm, 20W, 80 lm/W, 4000 K, Polycarbonate, IP54; dust accumulation-protected, splash-proof, IK02 (0.2 J) standard, Safety class II, 2 cables 0.15m with connectors 2-pole. As Tronic Round White LED Warm White Bulkhead 20 Watts or approved equivalent. | No | 6 |  | 0
I3 | Type C fitting - Office - Recessed LED downlight, Aluminum die cast, White, 1080 lm, 18 W, 88 lm/W, 4000 K, CRI>80, Beam angle 90°, IP20; Finger-protected; IK02 (0.2 J) standard, Safety class II, Connection unit 2-pole. As Tronic LED Recessed Downlight 12 Watts Daylight or approved equivalent. | No | 6 |  | 0
I4 | Type F fitting - Power Room - L1200 mm, Polycarbonate, White, 3600 lm, 36 W, 100 lm/W, 4000 K, Very wide beam, IP65 ¦ Dust penetration-protected, jet-proof, IK08 ¦ 5 J vandal-protected, Safety class I, Push-in connector 3-pole. As Tronic Waterproof 4 Feet LED TPIF Fitting or approved equivalent. | No | 4 |  | 0
I5 | Type G1 fitting - External Wall - Outdoor weatherproof wall mounted LED floodlight luminaire with 8000 lumen, 80lm/W, 100W, 6000K, CRI 80, IP65, IK10, complete with motion sensor and photocell, as Tronic Slim LED Floodlight or approved equivalent. | No | 6 |  | 0
I6 | Type EX fitting - Emergency Light LED Exit Sign, 2.2W, 19lm, 23.7lm/W, 7000K, CRI>70, UGR22, Clear, Finger-protected, IP20, IK03 (0.3J). As Philips or approved equivalent. | No | 2 |  | 0
I7 | 10A switches complete with boxes and face plate, white colour, as Panasonic W2 type, or approved equivalent:
| 1 gang 1 way | No | 6 |  | 0
| 2 gang 2 way | No | 2 |  | 0
I8 | Twin socket points wired in 3x1Cx2.5mm2 Cu/PVC/SC cables drawn in 25mm dia. HG PVC conduit concealed within the wall. | No | 6 |  | 0
I9 | 13A twin-switched socket-outlets complete with boxes and face plates, white colour, as Panasonic W2 Multi socket universal type, or approved equivalent. | No | 6 |  | 0
I10 | 8-way TPN MCB Distribution Board as DB.GH.01-COMMON flush-mounted on the wall complete with 125A TP MCB integral isolator and all protective devices as Schneider Electric Acti 9 type or approved equivalent. All MCBs are Easy 9 Type C and as shown in the schematic wiring diagram. | No | 1 |  | 0
I11 | 10A SP MCB - Lighting | No | 2 |  | 0
I12 | 32A SP MCB - Socket Outlets | No | 2 |  | 0
I13 | Blanking plates | No | 2 |  | 0
I14 | Indoor AC point wired in 3x1Cx4.0mm2 Cu/PVC/SC cables drawn in 25mm HG. PVC duct concealed within the building fabric from the distribution board to fire alarm control panel DP switch. | No | 1 |  | 0
I15 | Outdoor AC points wired in 3x1Cx4.0mm2 Cu/PVC/SC cables drawn in 25mm HG. PVC duct concealed within the building fabric from the distribution board to fire alarm control panel DP switch. | No | 1 |  | 0
I16 | Ceiling sweep fan points wired in 3x1Cx2.5mm2 Cu/PVC/SC cables drawn in 25mm HG. PVC duct concealed within the building fabric from the distribution board to fire alarm control panel DP switch. | No | 2 |  | 0
I17 | 5Cx16mm2 Cu/XLPE/PVC/PVC cable in cable trunking from the meter board to DB.GH.01 | Lm | 30 |  | 0
I18 | 6-way SPN MCB Consumer Unit as CU.GH.ELV flush-mounted on the wall complete with 100A DP MCB integral isolator and all protective devices as Schneider Electric Easy 9 type or approved equivalent. All MCBs are Easy 9 Type C and as shown in the schematic wiring diagram. | No | 1 |  | 0
I19 | 10A SP MCB - Lighting | No | 1 |  | 0
I20 | 20A SP MCB - FACP | No | 1 |  | 0
I21 | 32A SP MCB - Socket Outlets | No | 1 |  | 0
I22 | Blanking plates | No | 3 |  | 0
I23 | Fire alarm control panel point wired in 3x1Cx2.5mm2 Cu/PVC/SC cables drawn in 25mm HG. PVC duct concealed within the building fabric from the distribution board to fire alarm control panel DP switch. | No | 1 |  | 0
I24 | 20A DP Switch complete with box and neon indicator light for wiring the fire alarm control panel shown in the drawing, as Panasonic W2 type or approved equivalent | No | 1 |  | 0
I25 | 3Cx10mm2 Cu/XLPE/PVC/PVC cable in cable tray from meter board to room Consumer Unit CU.GH-ELV | Lm | 20 |  | 0
I26 | Earthing of the Gatehouse DBs comprising 1m x 1m x 6mm earth mat and 25mm x 6mm copper tape in 50mm diameter HG. PVC conduit. Allow for bonding of the earthing system to the building's foundation steel structure - Ufer earthing. | Sum | 1 |  | 0
I27 | Allow for earth resistivity testing and treatment to achieve ground resistance of not more than 1 ohm | Sum | 1 |  | 0
I28 | 300mm x 300mm x 450mm Deep RC earth inspection chamber complete with RC cover. Manhole to be fitted with sleeves for 32mm diameter HG. PVC ducts for earth wire. Manhole to be constructed as per the Structural Engineer's details. | No | 1 |  | 0
I29 | Galvanised, powder coated 3-compartment 250mm x 50mm deep, angular, screwless metal cable trunking, complete with bends and all accessories for successful installation and operation | Lm | 25 |  | 0
I30 | Trunking knockouts for twin socket outlets | No | 6 |  | 0
I31 | Trunking knockouts for RJ45 outlets | No | 6 |  | 0
I32 | Allow for attendance to other services such as ICT structured cabling system, Fire detection and alarm system, CCTV system in 25mm dia. HG. PVC conduits. Provide 50mm dia. HG. PVC ducts for solar PV installation. | Sum | 1 |  | 0
I33 | Outdoor Signage Power Point | No | 1 |  | 0
I34 | LED Driver for GAROWE PARK Signage | Set | 1 |  | 0
I35 | Surge Protection Device (SPD) | No | 1 |  | 0
I36 | UPS Power Supply for CCTV & Fire Alarm | No | 1 |  | 0
I37 | Lightning Protection Terminal | Set | 1 |  | 0
| Total I |  |  |  | 0
J | FIRE DETECTION AND ALARM SYSTEM
Supply, install, test and commission the following:
J1 | Fire detection and alarm system points wired in 1.5mm² fire resistant cable (PH30) red drawn in concealed 25mm dia. HG. PVC conduits and in trunking complete with all accessories required for successful installation and operation. | No | 8 |  | 0
J2 | 1-loop, 50 devices per loop, intelligent addressable fire alarm control panel, including display, all monitoring functions and communication interfaces to IP Network and RS-485 communication. As Eaton xDetect EFXD01020 series, or approved equivalent. | No | 1 |  | 0
J3 | Configuration and programming of the panel | No | 1 |  | 0
J4 | Intelligent addressable optical smoke detector complete with base, as Menvier or appoved equivalent. | No | 3 |  | 0
J5 | Intelligent addressable optical heat detector as Menvier or appoved equivalent | No | 1 |  | 0
J6 | Manual call point (red), surface mount, with resettable plastic element and hinged cover | No | 2 |  | 0
J7 | Loop powered addressable sounder-beacon complete with base and isolator | No | 2 |  | 0
| Total J |  |  |  | 0
K | VIDEO SURVEILLANCE SYSTEM
Supply, install, test and commission the following:
K1 | IP bullet camera, 4.0 MP, POE, 120dB WDR, 1/3 inch CMOS image sensor, up to 50m IR range, motion detection, video tampering alerts, IP67, IK10, as Hikvision DS-2CD1T47G2H-LIU(F) ColorVu | No | 12 |  | 0
K2 | IP dome camera, 4.0 MP, POE, 120dB WDR, 1/3 inch CMOS image sensor, up to 30m IR range, motion detection, video tampering alerts, IP67, IK10, as Hikvision DS-2CD1347G2-L(UF) ColorVu | No | 4 |  | 0
K3 | Junction box for the cameras. | No | 6 |  | 0
K4 | 4-pair, 100-ohm Cat. 6A UTP cable for video surveillance system wiring, as Siemon type or approved equivalent | Lm | 150 |  | 0
K5 | 16-channel Network Video Recorder, 16 independent PoE network interfaces; 16-ch synchronous playback; 4K, rack mount, POE, 160Mbps incoming, 160Mbps outgoing, up to 10TB capacity, up to 8MP resolution, as Hikvision DS-7616NI-K2/16P NVR | No | 1 |  | 0
K6 | Access: 16-Port POE switch, 19" rack-mount, licencing, stacking cables. Cisco Catalyst 2960-L Series, 2x1G SFP+ uplink ports for high-speed connectivity, 16x 10/100/1000 PoE+ Gigabit Ethernet switch. As Cisco WS-C2960L-16PS-LL or approved equivalent. | No | 1 |  | 0
K7 | 16-port patch panel, as Siemon or approved equivalent | No | 1 |  | 0
K8 | Cat 6A 10G patch cords 1m, as Siemon or approved equivalent | No | 6 |  | 0
K9 | Workstation for GUI c/w 2xMonitors, complete as specified, as RM6-WKS-4MN-UK or approved equivalent. Final specifications to be confirmed prior to order | No | 1 |  | 0
K10 | 55" Monitoring Screen | No | 1 |  | 0
K11 | 3kVA UPS | No | 1 |  | 0
K12 | Equipment Rack Cabinet | No | 1 |  | 0
K13 | HDD 10TB Surveillance Grade | No | 2 |  | 0
K14 | RJ45 Information Outlet | No | 6 |  | 0
| Total K |  |  |  | 0
L | FIRE FIGHTING
L1 | 9 litres carbon dioxide gas portable fire extinguisher complete with pressure gauge, initial charge and mounting brackets. | No. | 2 |  | 0
L2 | 4.5 kg dry powder fire extinguisher complete with initial charge and mounting brackets. | No. | 2 |  | 0
| Total L |  |  |  | 0
M | GATE, PLANTER AND NICHE FOR MAIN ENTRANCE
M1 | Supply and Installation of metallic gate of dimension 4500 x 2700mm Powder-coated wood-grain aluminium slats, minimum 2.0mm thick, walnut finish, fixed to a marinegrade aluminium frame using 316 stainless steel fasteners, complete as specified and approved , connected to 300mm x 300mm x 2700mm RCC column with a base of 1000mm x 1000mm x300mm having steel reinforcement of 12mm @ 250c/c both ways and column reinforcement 6 nos 14mm dia vertical bars with 8mm stirrups @ 200mm c/c. The depth of footing should be 1000mm from the ground level. Refer to drawings for Gate details | No | 1 |  | 0
M2 | Excavation for walls of Planter 600mm wide and 800mm depth | m3 | 2.22 |  | 0
M3 | Excavation for Niche wall . Dimension of Excavation is 4300mm x 600mm x 1000mm | m3 | 2.58 |  | 0
M4 | Excavation for Niche wall . Dimension of Excavation is 1500mm x 600mm x 1000mm | m4 | 0.9 |  | 0
M5 | RCC Strip foundation for Niche wall having dimension 4300mmx600mm x 300mm and 1500mmx600mmx300mm. The reinforcement should be 14mm dia bar @ 150mm c/c both ways. | m3 | 1.04 |  | 0
M6 | RCC Strip foundation for Planter wall having dimension 400mm wide and 200mm deep. The reinforcement should be 12mm dia bar @ 200mm c/c both ways. | m3 | 0.37 |  | 0
M7 | Construction of wall using Solid Concrete masonry unit (CMU) wall of 200mm thickness blocks (Compressive strength 2000Psi as per ASTM C90-16a) bedded in cement/sand mortar mix 1:4. Note: Blocks to be cured for at least 7 days and tested prior to laying in for the Planter walls | m2 | 5.54 |  | 0
M8 | Construction of wall using Solid Concrete masonry unit (CMU) wall of 200mm thickness blocks (Compressive strength 2000Psi as per ASTM C90-16a) bedded in cement/sand mortar mix 1:4. Note: Blocks to be cured for at least 7 days and tested prior to laying in for the for Niche Wall | m2 | 5.54 |  | 0
M9 | Construction of wall using Solid Concrete masonry unit (CMU) wall of 400mm thickness blocks (Compressive strength 2000Psi as per ASTM C90-16a) bedded in cement/sand mortar mix 1:4. Note: Blocks to be cured for at least 7 days and tested prior to laying in for the for Niche Wall | m2 | 5.4 |  | 0
M10 | 20 mm thick Cement Sand plastering (1:3) finished smooth surface with wooden float for the external wall of planter including curing. | m2 | 5.82 |  | 0
M11 | 20 mm thick Cement Sand plastering (1:3) finished smooth surface with wooden float for including curing for Niche wall. | m2 | 59.18 |  | 0
M12 | Prepare surface, apply filler, apply one coat of primer and two coats of weather resistant paint for planter and niche walls (Contractor will submit the sample for Color and manufacturer approval) | m2 | 65 |  | 0
M13 | 3000mm x 4000mm wide and 1000mm x 3000mm by 50mm deep niche filled with encraved masharabiya design to sample approval with Garowe Signage as per drawings | LS | 1 |  | 0
| Total M |  |  |  | 0
N | GATE FOR ENTRANCE ON SOUTH EAST AND NORTH WEST SIDE
N1 | Supply and Installation of metallic gate of dimension 4500 x 2700mm Powder-coated wood-grain aluminium slats, minimum 2.0mm thick, walnut finish, fixed to a marinegrade aluminium frame using 316 stainless steel fasteners, complete as specified and approved , connected to 300mm x 300mm x 2700mm RCC column with a base of 1000mm x 1000mm x300mm having steel reinforcement of 12mm @ 250c/c both ways and column reinforcement 6 nos 14mm dia vertical bars with 8mm stirrups @ 200mm c/c. The depth of footing should be 1000mm from the ground level. Refer to drawings for Gate details | No | 2 |  | 0
| Total O |  |  |  | 0
GRAND TOTAL |  |  |  |  | 0

## Mosque
SINAAN
Garowe Community Cohesion and Green Cultural Park
PR 050
MOSQUE 5mx10m
Item | Description | Unit | Qty | Unit Price (GBP) | Total Price (GBP)
A | PRELIMINARIES - SITE CLEARANCE
A.1 | Site Clearance and Setting out | m2 | 50 |  | 0
| Total A |  |  |  | 0
B | EARTHWORKS
Excavation and back fill in all kind of sub-surface material complete in all respects as shown on the drawings, specifications and/or as directed by the Engineer. Surplus materials should be removed from the site or as advised by Construction Supervisor.
B.1 | Strip Foundation for Building and Outer periphery | m3 | 7.5 |  | 0
| Total B |  |  |  | 0
C | SUBSTRUCTURE
C1 | Providing and laying Blinding plain cement concrete mix to obtain 1500 psi (Cylinder Strength at 28 days) (1:3:6) using coarse sand and screened graded and washed aggregate, in required shape and design, including formwork, shuttering, lifting, compacting, curing, rendering and finishing exposed surface, complete (including cost of form work, its fabrication and placing in position, etc.) for the below.
C1(b) | Under the slab 5cm | m3 | 2.5 |  | 0
C2 | Concrete Slab for floor and Stairs
C2(a) | Providing and laying 100 mm thick reinforced cement concrete mix to obtain 3000 psi (Cylinder Strength at 28 days) (1:1.5:3) using coarse sand and screened graded and washed aggregate, in required shape and design, including forms, moulds, shuttering, lifting, compacting, curing, rendering and finishing exposed surface, complete (including cost of form work, its fabrication and placing in position, etc.). for floor slab. | m3 | 5 |  | 0
C2(b) | High tensile deformed steel bars to ASTM A615 Grade 60 (60000 psi) :- including bending, hooking, tying wire, cutting spacers and supporting all in position
| Reinforcement (BRC Mesh A142 ) | m² | 50 |  | 0
| Total C |  |  |  | 0
D | SUPERSTRUCTURE
D1 | Construction of wall using Solid Concrete masonry unit (CMU) wall of 200mm thickness blocks (Compressive strength 2000Psi as per ASTM C90-16a) bedded in cement/sand mortar mix 1:4. Note: Blocks to be cured for at least 7 days and tested prior to laying in for the wall. | m2 | 75 |  | 0
| Total F |  |  |  | 0
E | FINISHES
E1 | Plastering/Rendering
E1(a) | 20 mm thick Cement Sand plastering (1:3) finished smooth surface with wooden float for the internal and external walls, Columns , Grade beams and ring beams of the building including curing. | m2 | 150 |  | 0
E1(b) | 30mm thick Cement Sand floor screed (1:3) finished smooth for tiles and Supply and fixing of 600mm x 600mm no slippery- Ceramic floor tiles with approved tile bond as per drawings | m2 | 50 |  | 0
G.2 | Painting
PAINTING: Rate shall include for preparation of surface cleaning down, smoothing, knotting, stepping etc. protection of floors and fitting, and cleaning upon completion.
G2(a) | Prepare surface, apply filler, apply one coat of primer and two coats of weather resistant externally and silk vinyl paint internally faces of walls (Contractor will submit the sample for Color and manufacturer approval)
| Internal Walls | m2 | 75 |  | 0
| External Walls | m2 | 75 |  | 0
| Total G |  |  |  | 0
GRAND TOTAL |  |  |  |  | 0

## Ablutions
SINAAN
Garowe Community Cohesion and Green Cultural Park
PR 050
ABLUTIONS BLOCKS - 3 Nos
Item | Description | Unit | Qty | Unit Price (GBP) | Total Price (GBP)
A | EARTHWORKS
A.1 | Excavation and back fill in all kind of sub-surface material complete in all respects as shown on the drawings, specifications and/or as directed by the Engineer. Surplus materials should be removed from the site or as advised by Construction Supervisor.
| Building Foundation | m3 | 23.36 |  | 0
| Total A |  |  |  | 0
B | SUBSTRUCTURE
B.1 | Providing and laying Blinding plain cement concrete mix to obtain 1500 psi (Cylinder Strength at 28 days) (1:3:6) using coarse sand and screened graded and washed aggregate, in required shape and design, including forms, moulds, shuttering, lifting, compacting, curing, rendering and finishing exposed surface, complete (including cost of form work, its fabrication and placing in position, etc.) for the below.
B1(a) | Foundation Wall | m3 | 1.17 |  | 0
B.2 | Strip Footing
B2(a) | Providing and laying reinforced cement concrete mix to obtain 3000 psi (Cylinder Strength at 28 days) (1:1.5:3) using coarse sand and screened graded and washed aggregate, in required shape and design, including forms, moulds, shuttering, lifting, compacting, curing, rendering and finishing exposed surface, complete (including cost of form work, its fabrication and placing in position, etc.). for Strip Footing. | m3 | 3.5 |  | 0
B2(b) | Supply and Fabrication of High Tensile Steel deformed bars conforming to ASTM-A615 Grade 60 (60,000psi) reinforcement for cement concrete, including cutting, bending, laying in position, over lapping, making joints, fastenings, wastage and including cost of binding wire & labors charges for binding of steel reinforcement in place (also includes removal of rust from bars) .Contractor will submit bar bending schedule for approval before commencing the steel works. | Kg | 127.92 |  | 0
B4 | Foundation Wall
B4(a) | Construction of Solid Concrete masonry unit (CMU) wall of 200mm thickness blocks (Compressive strength 2000Psi as per ASTM C90-16a) bedded in cement/sand mortar mix 1:4. Note: Blocks to be cured for at least 7 days and tested prior to laying in for the wall as per the drawings
| Building Foundation | m2 | 23.36 |  | 0
B.5 | Fill materials
B5(a) | Provide and lay hard core compacted to 98% modified Proctor density for floor and ramp | m3 | 5.05 |  | 0
| Provide and lay 50mm Murram Blinding for Floor Slab and ramp. | m3 | 0.84 |  | 0
B.6 | Floor slab and ramp
B6(a) | Providing and laying 125 mm thick reinforced cement concrete mix to obtain 3000 psi (Cylinder Strength at 28 days) (1:1.5:3) using coarse sand and screened graded and washed aggregate, in required shape and design, including forms, moulds, shuttering, lifting, compacting, curing, rendering and finishing exposed surface, complete (including cost of form work, its fabrication and placing in position, etc.). for floor slab and Ramp | m3 | 4.9 |  | 0
B6(b) | High tensile deformed steel bars to ASTM A615 Grade 60 (60000 psi) :- including bending, hooking, tying wire, cutting spacers and supporting all in position
| Reinforcement (BRC mesh A142 ) | m2 | 39.2 |  | 0
B6(c ) | Damp Proof Membrane (DPM ) Gauge 1000 | m2 | 39.2 |  | 0
| Total B |  |  |  | 0
C | SUPERSTRUCTURE
C.1 | Main wall
C1(a) | Construction of Solid Concrete masonry unit (CMU) wall of 200mm thickness blocks (Compressive strength 2000Psi as per ASTM (C90-16a) bedded in cement/sand mortar mix 1:4. Note: Blocks to be cured for at least 7 days and tested prior to laying in for the wall as per the drawings | m2 | 55.56 |  | 0
| Construction of Solid Concrete masonry unit (CMU) wall of 150mm thickness blocks (Compressive strength 2000Psi as per ASTM (C90-16a) bedded in cement/sand mortar mix 1:4. Note: Blocks to be cured for at least 7 days and tested prior to laying in for the wall as per the drawings | m3 | 28.2 |  | 0
C.2 | Ring Beam
C2(a) | Providing and laying reinforced cement concrete mix to obtain 3000 psi (Cylinder Strength at 28 days) (1:1.5:3) using coarse sand and screened graded and washed aggregate, in required shape and design, including forms, moulds, shuttering, lifting, compacting, curing, rendering and finishing exposed surface, complete (including cost of form work, its fabrication and placing in position, etc.). Ring beam as shown on drawings. | m3 | 1.68 |  | 0
C2(b) | Supply and Fabrication of High Tensile Steel deformed bars conforming to ASTM-A615 Grade 60 (60,000psi) reinforcement for cement concrete, including cutting, bending, laying in position, over lapping, making joints, fastenings, wastage and including cost of binding wire & labors charges for binding of steel reinforcement in place (also includes removal of rust from bars) .Contractor will submit bar bending schedule for approval before commencing the steel works. | kg | 195.82 |  | 0
| Total C |  |  |  | 0
D | ROOF
Supply and construct roof including wooden truss members,as per below specifications and drawings
D1 | Truss T1 - 7 Nos
| Bottom Chord 100x50mm | m | 28 |  | 0
| Top Chord 100x50mm | m | 29.05 |  | 0
| Internal Web Members 75x50mm | m | 31.5 |  | 0
| Purlins 100x50mm | m | 56 |  | 0
D2 | 100x50mm wall plate fixed onto blockwork with approved bolts and nuts as per Engineers detail | Lm | 24 |  | 0
D3 | Supply and Install galvanised iron sheets gauge 28 complete with all necessary fitting. | m2 | 36 |  | 0
D4 | Supply and install good quality Gypsum ceiling boards as per the satisfaction of the engineer finished with at least two coats of approved paint (Cost of paint with all necessary surface preparation should be included). | m2 | 35 |  | 0
D5 | 225x25mm thick fascia board fixed in place including priming and finishing it in approved paint | Lm | 8.5 |  | 0
| Total D |  |  |  | 0
E | FITTINGS (DOORS, WINDOWS AND VENTS)
E1 | Supply and install UPVC, 900x2000mm, UPVC door, 3 pairs of stainless steel hinge and complete fittings | No. | 6 |  | 0
E.2 | Supply and Install, 3500x600mm pre cast concrete vent as per drawings | No. | 2 |  | 0
| Total E |  |  |  | 0
F | FINISHES
Plastering/Rendering
F1 | Apply 20mm thick cement sand plaster mortar mix (1:3) smoothly finish the surface in wooden float to internal walls. All walls must be cured for 7 days. | m2 | 193.2 |  | 0
F2 | Apply 20mm thick cement sand rendering mortar mix (1:3) smoothly finish the surface in wooden float to external walls. All walls must be cured for 7 days. | m2 | 79.32 |  | 0
Painting: Rates shall include for preparation of surface(sanding), protection of floors and fittings, and cleaning upon completion.
F4 | Prepare the surface by sanding and apply 1st coat of undercoat paint, smoothly skim the surface with white cement and/or lime and apply 2nd coat of undercoat. Finally apply two coats of vinyl silk emulsion paint. for internal walls. (Contractor will submit the sample of colors and manufacturer for approval) | m2 | 96.6 |  | 0
F5 | Prepare the surface by sanding apply filler where necessary to ensure smooth and even surface , two coats of undercoat paint and final three coats of weather guard paint for external walls. (Contractor will submit the sample of color and manufacturer for approval). | m2 | 83.52 |  | 0
F.6 | Floor and Wall Tiles
F6(a) | 30mm thick Cement Sand floor screed (1:3) finished smooth for tiles and Supply and fixing of 600mm x 600mm no slippery- Ceramic floor tiles with approved tile bond as per drawings | m2 | 41.65 |  | 0
F6(b) | Supply and fix 300mm x 300mm Ceramic tiles over 1:3 cement sand mixture (all inclusive) in bathrooms walls upto1.5 m height | m2 | 96.6 |  | 0
| Total F |  |  |  | 0
G | ELECTRICAL INSTALLATIONS
Note : unless other wise stated rates in Bill of quantities shall include all necessary material, cables, conduits, PVC sunk box, Bulbs switches etc. and labor required to complete the electrical installation. Testing and commissioning of electrical installations is to be carried out by contractor and cost of such testing and reports to be included in rates. All types of fittings shall be approved by engineer prior to installation
G1 | Lighting points wired in 3x1Cx1.5mm2 Cu/PVC/SC cables drawn in concealed 20mm dia. HG. PVC conduit complete with all wiring accessories for 1-way and 2-way switches, but excluding the switches and the luminaires. | No | 6 |  | 0
G2 | Type B fitting - Washroom - Surface mount LED downlight; 1600lm, 20W, 80 lm/W, 4000 K, Polycarbonate, IP54; dust accumulation-protected, splash-proof, IK02 (0.2 J) standard, Safety class II, 2 cables 0.15m with connectors 2-pole. As Tronic Round White LED Warm White Bulkhead 20 Watts or approved equivalent. | No | 6 |  | 0
G3 | 10A switches complete with boxes and face plate, white colour, as Panasonic W2 type, or approved equivalent:
| 1 gang 1 way | No | 2 |  | 0
G4 | 6-way SPN MCB Consumer Unit as CU.AB.01 flush-mounted on the wall complete with 100A DP MCB integral isolator and all protective devices as Schneider Electric Easy 9 type or approved equivalent. All MCBs are Easy 9 Type C and as shown in the schematic wiring diagram. | No | 1 |  | 0
G5 | 10A SP MCB - Lighting | No | 2 |  | 0
G6 | 20A SP MCB - Hand Driers | No | 2 |  | 0
G7 | Blanking plates | No | 2 |  | 0
G8 | 20A DP Switch complete with box and neon indicator light for wiring the hand drier, extract fan, outdoor AC units and ceiling fan as shown in the drawing, as Panasonic W2 type or approved equivalent | No | 2 |  | 0
G9 | Hand drier points wired in 3x1Cx4.0mm2 Cu/PVC/SC cables drawn in 25mm HG. PVC duct concealed within the building fabric from the distribution board to fire alarm control panel DP switch. | No | 2 |  | 0
G10 | Testing and Commissioning, to include: | Sum | 1 |  | 0
Develop Site Acceptance Test Schedule for the installation
Contractor’s testing (labour and special test requirements)
Conduct SATs under Engineer’s Supervision
Final Commissioning
Handover and soak test
| Total G |  |  |  | 0
H | MECHANICAL WORKS AND ASSOCIATED SERVICES
SANITARY FITTINGS INSTALLATIONS:Supply, deliver and install the following sanitary fittings including all the necessary fittings and jointing. IDEAL STANDARD has been used as benchmark for the selection.Tenderers to note that ANY ALTERNATIVE will ONLY be considerd if they MATCH of exceed the specified items interms of TECHNICAL capabilities and MUST be accompanied with PRODUCT CATALOGUES
H1 | Squatting Water Closet Squatting Vitreous China Water Closet in white Color as Duravit or any equal and approved equivalent. | No. | 4 |  | 0
H2 | 7Ltrs High level flushing tank complete with 32mm Dia Flush pipe & handle Valve for the above WC Pan or any other approved equivalent. | No. | 4 |  | 0
H3 | Disabled Toilet Suite Disabled Floor Standing Gravena White Magic Close Coupled Toilet complet with Cistern in 'Vitreous China' , back inlet water closet pan in white Color, Horizontal outlet Complete with Soft Closing heavy-duty seat and cover complete with metal hinges or any equal and approved equivalent, 540mm Wide Wash Hand Basin with Semi-Pedestal, 2No. Straight Grab Rail, Adjustable Grab Rail, Arabic Showeer, Mirror, Paper Towel Dispenser and Soap Dispenser. | No. | 2 |  | 0
H4 | WC "S" or "P" connector to drain pipe for horizontal outlet WC Pan. | No. | 4 |  | 0
H5 | Arabic Shower Hansgrohe Shaffata Arabic Shower unit or any approved equivalent. Complete with flexible hose, angle valve, Non-Return Valve, shower head and any other necessary fittings for complete installation. | No. | 6 |  | 0
H6 | Wash Hand Basin Tap: Docol Single lever WHB Tap or an approved equivalent | No. | 8 |  | 0
H7 | Installation of Concrete wash up trough as per drawings (7mx900mm) | No | 2 |  | 0
H8 | Paper Towel Dispenser: Supply and installation of wall-mounted paper towel dispenser, fabricated from durable ABS plastic or stainless steel (304 grade), suitable for C-fold/M-fold paper towels, complete with locking mechanism, viewing window, fixing accessories, and all necessary fittings. | No. | 3 |  | 0
H9 | Receptable Bin: 20Liters Plastic Receptable Bin as Kenpoly in White, with self closing lid, free standing or any other approved equivalent. | No. | 3 |  | 0
H10 | 15mm dia Angle valves as Pegler or any equal and approved. | No. | 10 |  | 0
H11 | 15mm dia 300mm Long Flexible pipe connector to Engineers approval. | No. | 10 |  | 0
INTERNAL PLUMBING INSTALLATIONS: Supply, deliver and install cold water polypropylene PP-R PN-16 pipes and fittings to relevant B.S DIN and local standards. Tenderers must allow in their pipework prices for all the couplings, unions, connectors, joints, bypass bends, loop expansion bends, etc. in running lengths of pipes. All pipe diameters are internal diameters. Only approved brands shall be accepted only with the Engineers approval. Tenderers must allow in their prices for all couplings, connectors, holding brackets expansion joints as required in the running lengths of pipes and sleeves through the structural members such as slabs and beams.
H12 | Pipes
| a) 15mm Bore diameter PP-R pipe (25mm Outer Pipe diameter) | LM | 8 |  | 0
| b) 20mm ditto (32mm ditto) | LM | 20 |  | 0
| c) 25mm ditto (40mm ditto) | LM | 8 |  | 0
| d) 32mm ditto (50mm ditto) | LM | 12 |  | 0
| e) 40mm ditto (65mm ditto) | LM | 12 |  | 0
| f) 50mm ditto (75mm ditto) | LM | 24 |  | 0
| g) 65mm ditto (80mm ditto) | LM | 30 |  | 0
H13 | Elbow and Bends
| a) 15mm Bore diameter PP-R elbow/bend (20mm Outer Dia) | No. | 8 |  | 0
| b) 20mm ditto (32mm ditto) | No. | 12 |  | 0
| c) 25mm ditto (40mm ditto) | No. | 6 |  | 0
| d) 32mm ditto (50mm ditto) | No. | 4 |  | 0
| e) 40mm ditto (65mm ditto) | No. | 5 |  | 0
| f) 50mm ditto (75mm ditto) | No. | 6 |  | 0
| g) 65mm ditto (80mm ditto) | No. | 5 |  | 0
H14 | Reducers
| a) 65x50mm diameter PPR Reducer | No. | 2 |  | 0
| b) 65x40mm ditto | No. | 3 |  | 0
| c) 50x40mm ditto | No. | 4 |  | 0
| d) 40x32mm ditto | No. | 5 |  | 0
| e) 32x25mm ditto | No. | 2 |  | 0
| f) 25x20mm ditto | No. | 3 |  | 0
| g) 20x15mm ditto | No. | 4 |  | 0
H15 | Tees
| a) 20mm diameter PP-R equal tee | No. | 8 |  | 0
| b) 25mm ditto | No. | 6 |  | 0
| c) 32mm ditto | No. | 4 |  | 0
| d) 40mm ditto | No. | 4 |  | 0
| e) 50mm ditto | No. | 3 |  | 0
| f) 65mm ditto | No. | 4 |  | 0
H16 | Female threaded joints
| a) 15mm diameter PP-R Female threaded joint | No. | 10 |  | 0
| b) 20mm ditto | No. | 2 |  | 0
| c) 32mm ditto | No. | 10 |  | 0
H17 | Male threaded joints
| a) 15mm diameter PP-R Female threaded joint | No. | 2 |  | 0
| b) 20mm ditto | No. | 2 |  | 0
H18 | Isolation Valves
| a) 50mm diameter isolation valves as Pegler or any other approved brand | No. | 2 |  | 0
INTERNAL DRAINAGE INSTALLATIONS: Supply, Install, Test and Commission the installation in Upvc grey pipework as per BS 4660 with the wall thickness of minimum 3.8mm. All pipes to be as “Key Terrain” or “Metro” and prices to include connectors, adapters, socket, reducers, etc. The manufacturer`s recommendations shall be fully complied with.
H19 | Pipes
| a) 100mm diameter UPVC Grey pipe (heavy duty) | LM | 50 |  | 0
| b) 50mm ditto | LM | 20 |  | 0
| c) 40mm ditto | LM | 10 |  | 0
| d) 32mm ditto | LM | 6 |  | 0
H20 | Bends
| a) 100mm diameter UPVC Long Radius sweep bend | No. | 12 |  | 0
| b) 50mm ditto | No. | 6 |  | 0
| c) 40mm ditto | No. | 7 |  | 0
| d) 32mm ditto | No. | 6 |  | 0
H21 | Tees
| a) 100mm diameter sweep tee | No. | 2 |  | 0
| b) 50mm ditto | No. | 4 |  | 0
| c) 40mm ditto | No. | 4 |  | 0
| d) 32mm ditto | No. | 2 |  | 0
H22 | Reducing Sockets
| a) 50x40mm diameter reducing socket | No. | 2 |  | 0
| b) 40x32mm ditto | No. | 2 |  | 0
H23 | Inspection Plugs/Access caps
| a) 100mm diameter inspection cap | No. | 2 |  | 0
| b) 32mm ditto | No. | 4 |  | 0
H24 | 100X50mm Dia 4-Way Floor Trap with Stainless Steel Floor Drain Cover | No. | 4 |  | 0
H25 | 100mm diameter WC connectors | No. | 6 |  | 0
H26 | 100mm dia UPVC Vent Cowl | No. | 1 |  | 0
H27 | Weathering Slate | No. | 1 |  | 0
H28 | 100mm Upvc Gulley Trap complete with Cover | No. | 2 |  | 0
MECHANICAL VENTILATION & AIRCONDITIONING INSTALLATIONS
H29 | Supply & Install Wall Mounted Washroom Extract Fan as Panasonic; 350m³/hr at a pressure of 100 pa with silencer, external louvre, electrical connection, speed regulator, surge protector and all mounting accessories to Engineer's approval. | No. | 2 |  | 0
FIREFIGHTING INSTALLATIONS : Supply, deliver, install, test and commission the following portable fire extinguishers and conforming to BS EN 3 / BS 1449.
H30 | 9 litres carbon dioxide gas portable fire extinguisher complete with pressure gauge, initial charge and mounting brackets. | No. | 3 |  | 0
H31 | 4.5 kg dry powder fire extinguisher complete with initial charge and mounting brackets. | No. | 3 |  | 0
| Total H |  |  |  | 0
I | RAIN WATER ROOF DRAINAGE SYSTEM
Rainwater goods: Unplasticized Polyvinyl Chloride (UPVC) Pipes, Gutters and Fittings Joined in Accordance with the Manufacturer's Instructions:-
I1 | 300mm Wide Dome Shaped PVC Roof Fulbora / Roof Gullycomplete with all fixing brackets and accessories to approval : | Lm | 8.5 |  | 0
I2 | 100 mm Diameter Rain water down pipes complete with all fixing brackets and accessories to approval at site | Lm | 6.5 |  | 0
| Total I |  |  |  | 0
TOTAL |  |  |  |  | 0
GRAND TOTAL FOR 3 X ABLUTION BLOCKS |  |  |  |  | 0

## Kiosk
SINAAN
Garowe Community Cohesion and Green Cultural Park
PR 050
KIOSKS AND SEATING AREA
Item | Description | Unit | Qty | Unit Price (GBP) | Total Price (GBP)
A | EARTHWORKS
A.1 | Excavation and back fill in all kind of sub-surface material complete in all respects as shown on the drawings, specifications and/or as directed by the Engineer. Surplus materials should be removed from the site or as advised by Construction Supervisor.
| Building Foundation | m3 | 14 |  | 0
| Total A |  |  |  | 0
B | SUBSTRUCTURE
B1 | Providing and laying Blinding plain cement concrete mix to obtain 1500 psi (Cylinder Strength at 28 days) (1:3:6) using coarse sand and screened graded and washed aggregate, in required shape and design, including forms, moulds, shuttering, lifting, compacting, curing, rendering and finishing exposed surface, complete (including cost of form work, its fabrication and placing in position, etc.) for the below.
B1(a) | Foundation Wall | m3 | 0.7 |  | 0
B2 | Strip Footing
B2(a) | Providing and laying reinforced cement concrete mix to obtain 3000 psi (Cylinder Strength at 28 days) (1:1.5:3) using coarse sand and screened graded and washed aggregate, in required shape and design, including forms, moulds, shuttering, lifting, compacting, curing, rendering and finishing exposed surface, complete (including cost of form work, its fabrication and placing in position, etc.). for Strip Footing. | m3 | 2.8 |  | 0
B2(b) | Supply and Fabrication of High Tensile Steel deformed bars conforming to ASTM-A615 Grade 60 (60,000psi) reinforcement for cement concrete, including cutting, bending, laying in position, over lapping, making joints, fastenings, wastage and including cost of binding wire & labors charges for binding of steel reinforcement in place (also includes removal of rust from bars) .Contractor will submit bar bending schedule for approval before commencing the steel works. | Kg | 107.48 |  | 0
B3 | Foundation Wall
B3(a) | Construction of Solid Concrete masonry unit (CMU) wall of 200mm thickness blocks (Compressive strength 2000Psi as per ASTM C90-16a) bedded in cement/sand mortar mix 1:4. Note: Blocks to be cured for at least 7 days and tested prior to laying in for the wall as per the drawings
| Building Foundation | m2 | 14 |  | 0
B4 | Fill materials
B4(a) | Provide and lay hard core compacted to 98% modified Proctor density for floor and ramp | m3 | 3.04 |  | 0
| Provide and lay 50mm Murram Blinding for Floor Slab and ramp. | m3 | 0.51 |  | 0
B5 | Floor slab and ramp
B5(a) | Providing and laying 125 mm thick reinforced cement concrete mix to obtain 3000 psi (Cylinder Strength at 28 days) (1:1.5:3) using coarse sand and screened graded and washed aggregate, in required shape and design, including forms, moulds, shuttering, lifting, compacting, curing, rendering and finishing exposed surface, complete (including cost of form work, its fabrication and placing in position, etc.). for floor slab and Ramp | m3 | 1.27 |  | 0
B5(b) | High tensile deformed steel bars to ASTM A615 Grade 60 (60000 psi) :- including bending, hooking, tying wire, cutting spacers and supporting all in position
| Reinforcement (BRC mesh A142 ) | m2 | 10.12 |  | 0
B5(c ) | Damp Proof course (DPM ) Gauge 1000 | m2 | 10.12 |  | 0
| Total B |  |  |  | 0
C | SUPERSTRUCTURE
C1 | Main wall
C1(a) | Construction of Solid Concrete masonry unit (CMU) wall of 200mm thickness blocks (Compressive strength 2000Psi as per ASTM (C90-16a) bedded in cement/sand mortar mix 1:4. Note: Blocks to be cured for at least 7 days and tested prior to laying in for the wall as per the drawings | m2 | 33.75 |  | 0
C2 | Ring Beam
C2(a) | Providing and laying reinforced cement concrete mix to obtain 3000 psi (Cylinder Strength at 28 days) (1:1.5:3) using coarse sand and screened graded and washed aggregate, in required shape and design, including forms, moulds, shuttering, lifting, compacting, curing, rendering and finishing exposed surface, complete (including cost of form work, its fabrication and placing in position, etc.). Ring beam as shown on drawings. | m3 | 0.99 |  | 0
C2(b) | Supply and Fabrication of High Tensile Steel deformed bars conforming to ASTM-A615 Grade 60 (60,000psi) reinforcement for cement concrete, including cutting, bending, laying in position, over lapping, making joints, fastenings, wastage and including cost of binding wire & labors charges for binding of steel reinforcement in place (also includes removal of rust from bars) .Contractor will submit bar bending schedule for approval before commencing the steel works. | kg | 116.9 |  | 0
C3 | Concrete Counter
C3(a) | Providing and laying reinforced cement concrete mix to obtain 3000 psi (Cylinder Strength at 28 days) (1:1.5:3) using coarse sand and screened graded and washed aggregate, in required shape and design, including forms, moulds, shuttering, lifting, compacting, curing, rendering and finishing exposed surface, complete (including cost of form work, its fabrication and placing in position, etc.).Concrete Counter as shown on drawings. | m3 | 0.14 |  | 0
C3(b) | Supply and Fabrication of High Tensile Steel deformed bars conforming to ASTM-A615 Grade 60 (60,000psi) reinforcement for cement concrete, including cutting, bending, laying in position, over lapping, making joints, fastenings, wastage and including cost of binding wire & labors charges for binding of steel reinforcement in place (also includes removal of rust from bars) .Contractor will submit bar bending schedule for approval before commencing the steel works. | kg | 16.36 |  | 0
C4 | Floor slab
C4(a) | Providing and laying 125 mm thick reinforced cement concrete mix to obtain 3000 psi (Cylinder Strength at 28 days) (1:1.5:3) using coarse sand and screened graded and washed aggregate, in required shape and design, including forms, moulds, shuttering, lifting, compacting, curing, rendering and finishing exposed surface, complete (including cost of form work, its fabrication and placing in position, etc.). for floor slab | m3 | 1.32 |  | 0
C4(b) | High tensile deformed steel bars to ASTM A615 Grade 60 (60000 psi) :- including bending, hooking, tying wire, cutting spacers and supporting all in position
| Reinforcement (BRC mesh A142 ) | m2 | 10.57 |  | 0
| Total C |  |  |  | 0
D | ROOF
Supply and construct roof including wooden truss members, as per below specifications and drawings
D1 | Timber Rafters - 6 Nos | m | 21 |  | 0
D2 | Supply and Install galvanised iron sheets gauge 28 complete with all necessary fitting. | m2 | 15.75 |  | 0
D3 | Supply and install good quality Gypsum ceiling boards as per the satisfaction of the engineer finished with at least two coats of approved paint (Cost of paint with all necessary surface preparation should be included). | m2 | 15.75 |  | 0
D4 | 225x25mm thick fascia board fixed in place including priming and finishing it in approved paint | Lm | 12 |  | 0
| Total D |  |  |  | 0
E | FITTINGS (DOORS, WINDOWS AND VENTS)
E1 | Supply and install 2100mmx 2250mm,UPVC Shutter at front side of Kiosk | No. | 2 |  | 0
E.2 | Supply and install 3000mmx 2250mm,UPVC Shutter at rear side of Kiosk | No. | 2 |  | 0
| Total E |  |  |  | 0
F | FINISHES
Plastering/Rendering
F1 | Apply 20mm thick cement sand plaster mortar mix (1:3) smoothly finish the surface in wooden float to internal and external walls. All walls must be cured for 7 days. | m2 | 67.5 |  | 0
F2 | Painting: Rates shall include for preparation of surface(sanding), protection of floors and fittings, and cleaning upon completion.
F3 | Prepare the surface by sanding and apply 1st coat of undercoat paint, smoothly skim the surface with white cement and/or lime and apply 2nd coat of undercoat. Finally apply two coats of vinyl silk emulsion paint. for internal walls and two coats of undercoat paint and final three coats of weather guard paint for external walls. (Contractor will submit the sample of colors and manufacturer for approval) | m2 | 67.5 |  | 0
F4 | Tiles
F4(a) | 30mm thick Cement Sand floor screed (1:3) finished smooth for tiles and Supply and fixing of 600mm x 600mm no slippery- Ceramic floor tiles with approved tile bond as per drawings | m2 | 11.25 |  | 0
F4(b) | Supply and Fix 10 mm thick ceramic tile for counter slab top and sides | m2 | 4 |  | 0
| Total F |  |  |  | 0
G | ELECTRICAL INSTALLATIONS
Note : unless other wise stated rates in Bill of quantities shall include all necessary material, cables, conduits, PVC sunk box, Bulbs switches etc. and labor required to complete the electrical installation. Testing and commissioning of electrical installations is to be carried out by contractor and cost of such testing and reports to be included in rates. All types of fittings shall be approved by engineer prior to installation
G1 | Lighting points wired in 3x1Cx1.5mm2 Cu/PVC/SC cables drawn in concealed 20mm dia. HG. PVC conduit complete with all wiring accessories for 1-way and 2-way switches, but excluding the switches and the luminaires. | No | 2 |  | 0
G2 | Type F fitting - Power Room - L1200 mm, Polycarbonate, White, 3600 lm, 36 W, 100 lm/W, 4000 K, Very wide beam, IP65 ¦ Dust penetration-protected, jet-proof, IK08 ¦ 5 J vandal-protected, Safety class I, Push-in connector 3-pole. As Tronic Waterproof 4 Feet LED TPIF Fitting or approved equivalent. | No | 2 |  | 0
G3 | 10A switches complete with boxes and face plate, white colour, as Panasonic W2 type, or approved equivalent:
| 1 gang 1 way | No | 2 |  | 0
G4 | 4-way SPN MCB Consumer Unit as CU.KK.01 flush-mounted on the wall complete with 100A DP MCB integral isolator and all protective devices as Schneider Electric Easy 9 type or approved equivalent. All MCBs are Easy 9 Type C and as shown in the schematic wiring diagram. | No | 1 |  | 0
G5 | 10A SP MCB - Lighting | No | 1 |  | 0
G6 | 20A SP MCB - Socket Outletss | No | 1 |  | 0
G7 | Blanking plates | No | 2 |  | 0
G8 | Twin socket points wired in 3x1Cx2.5mm2 Cu/PVC/SC cables drawn in 25mm dia. HG PVC conduit concealed within the wall. | No | 2 |  | 0
G9 | 13A weatherproof IP65 twin-switched socket-outlets complete with boxes and face plates, white colour, as Windsor type, or approved equivalent. | No | 2 |  | 0
G10 | Testing and Commissioning, to include: | Sum | 1 |  | 0
Develop Site Acceptance Test Schedule for the installation
Contractor’s testing (labour and special test requirements)
Conduct SATs under Engineer’s Supervision
Final Commissioning
Handover and soak test
| Total G |  |  |  | 0
H | MECHANICAL WORKS AND ASSOCIATED SERVICES
FIREFIGHTING INSTALLATIONS : Supply, deliver, install, test and commission the following portable fire extinguishers and conforming to BS EN 3 / BS 1449.
H1 | 9 litres carbon dioxide gas portable fire extinguisher complete with pressure gauge, initial charge and mounting brackets. | No. | 1 |  | 0
H2 | 4.5 kg dry powder fire extinguisher complete with initial charge and mounting brackets. | No. | 1 |  | 0
| Total H |  |  |  | 0
I | RAIN WATER ROOF DRAINAGE SYSTEM
Rainwater goods: Unplasticized Polyvinyl Chloride (UPVC) Pipes, Gutters and Fittings Joined in Accordance with the Manufacturer's Instructions:-
I1 | 300mm Wide Dome Shaped PVC Roof Fulbora / Roof Gullycomplete with all fixing brackets and accessories to approval : | Lm | 10 |  | 0
I2 | 100 mm Diameter Rain water down pipes complete with all fixing brackets and accessories to approval at site | Lm | 12 |  | 0
| Total I |  |  |  | 0
J | PLANTERS AND SITTING AREA
J1 | Earthwork in the excavation of the trench for the foundation of the wall, in all kinds of soil and not exceeding 100cm depth and 80cm wide, including dressing of the bottom and sides of trenches. Stack excavated soil clear from edges of excavation and subsequent backfilling around masonry in 15cm layers with compaction and including disposal of surplus soil out of site as directed by engineer.. Surplus materials should be removed from the site or as advised by Construction Supervisor for Planter foundation | m3 | 14.56 |  | 0
J2 | Providing and laying Blinding plain cement concrete mix to obtain 1500 psi (Cylinder Strength at 28 days) (1:3:6) using coarse sand and screened graded and washed aggregate, in required shape and design, including forms, moulds, shuttering, lifting, compacting, curing, rendering and finishing exposed surface, complete (including cost of form work, its fabrication and placing in position, etc.) for the Foundation Wall | m3 | 0.73 |  | 0
J3 | Providing and laying reinforced cement concrete mix to obtain 3000 psi (Cylinder Strength at 28 days) (1:1.5:3) using coarse sand and screened graded and washed aggregate, in required shape and design, including forms, moulds, shuttering, lifting, compacting, curing, rendering and finishing exposed surface, complete (including cost of form work, its fabrication and placing in position, etc.). for Strip Footing. | m3 | 2.92 |  | 0
J4 | Supply and Fabrication of High Tensile Steel deformed bars conforming to ASTM-A615 Grade 60 (60,000psi) reinforcement for cement concrete, including cutting, bending, laying in position, over lapping, making joints, fastenings, wastage and including cost of binding wire & labors charges for binding of steel reinforcement in place (also includes removal of rust from bars) .Contractor will submit bar bending schedule for approval before commencing the steel works. | Kg | 147 |  | 0
J5 | Construction of Solid Concrete masonry unit (CMU) wall of 200mm thickness blocks (Compressive strength 2000Psi as per ASTM C90-16a) bedded in cement/sand mortar mix 1:4. Note: Blocks to be cured for at least 7 days and tested prior to laying in for the foundation wall as per the drawings | m2 | 14.56 |  | 0
J6 | Construction of Solid Concrete masonry unit (CMU) wall of 200mm thickness blocks (Compressive strength 2000Psi as per ASTM C90-16a) bedded in cement/sand mortar mix 1:4. Note: Blocks to be cured for at least 7 days and tested prior to laying in for the planter and bench support walls as per the drawings | m2 | 15.26 |  | 0
J7 | Apply 20mm thick cement sand plaster mortar mix (1:3) smoothly finish the surface in wooden float to internal and external walls. All walls must be cured for 7 days. | m2 | 30.52 |  | 0
J8 | Supply and Fix 10 mm thick ceramic tile for Planter side walls, top of wall, Concrete table and benches top and support walls | m2 | 25.56 |  | 0
J9 | Filling of planter with soil and fertilizers | m3 | 2.8 |  | 0
| Total J |  |  |  | 0
TOTAL |  |  |  |  | 0
GRAND TOTAL FOR 5 X Kiosks and seating area |  |  |  |  | 0

## Out doors walkways, sitting
SINAAN
Garowe Community Cohesion and Green Cultural Park
PR 050
Out door walkways and Sitting area
Item | Description | Unit | Qty | Unit Price (GBP) | Total Price (GBP)
A | Murram Filled areas
A1 | Site Clearance, levelling Excavation of top soil upto 100mm depth and Setting out | m3 | 5415.83 |  | 0
A2 | Supply, spread and compact to 95% M.D.D. (AASHTO T.180) and shape to level and tolerance100mm thick murram base course as shown on drawings. | m3 | 5415.83 |  | 0
A3 | Provide and install 600mm X 600mmx50mm precast reinforced concrete slabs( coloured) on the walkways and paved areas (9.4 m width) as indicated on drawings | Nos | 10050 |  | 0
A4 | Excavation of ground , provision of 5cm lean concrete under each kerbstone and Supply and Install 1000mmx200mmx300mm concrete kerb stones as shown on drawings. The spacing between each kerbstone should be 20cm and the top of kerbstone should be 5cm above the adjacent tiles | Nos | 1265 |  | 0
| Total for Murram Filled areas |  |  |  | 0
B | Circular Walk Ways around middle island and up to nursery
B1 | Site Clearance, levelling Excavation of top soil upto 100mm depth and Setting out | m3 | 985.71 |  | 0
B2 | Supply, spread and compact to 95% M.D.D. (AASHTO T.180) and shape to level and tolerance100mm thick murram base course as shown on drawings. | m3 | 985.71 |  | 0
| Total for Walkways |  |  |  | 0
C | Jogging Track
C1 | Site Clearance, levelling Excavation of top soil upto 100mm depth and Setting out | m3 | 343.7 |  | 0
C2 | Compaction of existing subgrade to 95% M.D.D. | m² | 3437 |  | 0
C3 | Supply, spread and compact to 95% M.D.D. (AASHTO T.180) and shape to level and tolerance100mm thick murram base course as shown on drawings. | m3 | 343.7 |  | 0
C4 | Providing and laying 150 mm plain cement concrete mix to obtain 3000 psi (Cylinder Strength at 28 days) (1:1.5:3) using coarse sand and screened graded and washed aggregate, in required shape and design with expasion joints at appropriate intervals, including formwork, shuttering, lifting, compacting, curing, rendering and finishing exposed surface, complete (including cost of form work, its fabrication and placing in position, etc.) | m3 | 515.55 |  | 0
C8 | Line marking for running lanes, start/finish lines, exchange zones, and all athletics markings using specialized polyurethane line-marking paint in accordance with World Athletics standards. | Item | 1 |  | 0
| Total for Jogging Track |  |  |  | 0
D | Seating area around Sports grounds (24mx6m) -12 Nos
D1 | Site Clearance, levelling Excavation of top soil upto 100mm depth and Setting out | m3 | 25.92 |  | 0
D2 | Compaction of existing subgrade to 95% M.D.D. | m² | 144 |  | 0
D3 | Supply, spread and compact to 95% M.D.D. (AASHTO T.180) and shape to level and tolerance 130 mm thick murram base course as shown on drawings. | m3 | 18.72 |  | 0
D4 | Providing and laying 50mm Sand cushion for Interlocking concrete pavers | m3 | 7.2 |  | 0
D5 | Providing and laying 180 mm thick reinforced cement concrete mix to obtain 3000 psi (Cylinder Strength at 28 days) (1:1.5:3) using coarse sand and screened graded and washed aggregate, in required shape and design, including forms, moulds, shuttering, lifting, compacting, curing, rendering and finishing exposed surface, complete and finished for edge protection of Sitting area | m3 | 2.16 |  | 0
D6 | Supply and Lay 80mm thick Interlocking concrete pavers | m2 | 144 |  | 0
D7 | Supply and Install reinforced concrete tables and Benches with 4m wide Umbrella in Mvule pole with Canvas shade on each reinforced concrete table. | Nos | 4 |  | 0
| Total for Seating Area -1 No |  |  |  | 0
| Total for Seating Area -12 No |  |  |  | 0
GRAND TOTAL |  |  |  |  | 0

## Out door Lighting
SINAAN
Garowe Community Cohesion and Green Cultural Park
PR 050
Out Door Lighting and Electrification
Item | Description | Unit | Qty | Unit Price (GBP) | Total Price (GBP)
A | EXTERNAL ELECTRIFICATION
Purchase, Supply, install, test and commission the following:
A1 | 100mm dia. HG. PVC duct for power distribution as shown in the drawing complete with draw wires and all accessories for successful installation and operation | m | 6592 |  | 0
A2 | 50mm dia. HG. PVC duct and accessories for power distribution to various radial circuits as shown in the drawing complete with all accessories for successful installation and operation | Lm | 1550 |  | 0
A3 | 1000 x 1000 x 1200mm deep RC manhole complete with RC cover to the Structural Engineer's detail for electrical services as shown in the drawing | No | 68 |  | 0
A4 | 600 x 600 x 800mm deep RC manhole complete with RC cover to the Structural Engineer's detail for electrical services as shown in the drawing | No | 26 |  | 0
A5 | 450 x 450 x 600mm deep RC manhole complete with RC cover to the Structural Engineer's detail for electrical services as shown in the drawing | No | 10 |  | 0
A6 | Trenching to 7m below finished grade, laying, backfilling and tiling for power and ELV services reticulation. | Lm | 8142 |  | 0
A7 | Kiosk Feeder Pillar 1 - FP.01 - Purpose-built outdoor IP54 free-standing electrostatically powder coated Form 2B vandal-protected feeder pillar kiosk, complete with 63A 3-pole MCB isolator, 63A 400V 50Hz copper busbars, Type 2 SPD, and outgoing RCBOs as shown in the drawing. Feeder Pillar to have a hinged lockable door and interior viewing window, powder coated to approved shade. Feeder pillar to be raised 300mm above finished grade. Bottom cable entry. | No | 1 |  | 0
A8 | 1x1Cx16mm2 Cu/XLPE/PVC/SC earth cable to Feeder Pillar 1 | Lm | 250 |  | 0
A9 | 3Cx10mm² Cu/XLPE/SWA/PVC cable from Feeder Pillars to Kiosk Consumer Units CU.KK.01 to CU.KK.5 | Lm | 500 |  | 0
| Total A |  |  |  | 0
B | GARDEN LIGHTS
B1 | Purchase Supply and Install - Walkway/Garden Light - Outdoor weatherproof solar powered LED bollard light. D260; H800mm; 15W; 8000mAH LiFePO4 battery; 5V/4.5W monocrystalline solar panel; CCT 3000K; IP65, IK10; Lighting up to 15 hours. Automatic photocell sensor. Die-cast aluminium body. Elegant modern design suitable for pathways and gardens. 2-year warranty. As Dong Solar or approved equivalent. | No | 270 |  | 0
| Total B |  |  |  | 0
C | SOLAR STREET LIGHTS FOR PARKING AND ENTRANCE AREA
C1 | Exacavtion for foundation of the pole, in all kinds of soil and not exceeding 1.1m depth and the Area is (0.7*0.7)m², including dressing of bottom and sides of trenches. Stack excavated soil clear from edges of excavation, disposal of surplus soil out of site as directed by engineer. | m³ | 9.702 |  | 0
C2 | Reinforced Cement concrete for foundation of pole including 15mm dia, 1.5 m long anchor bolts bars welded/ tied with Y10 stirrups @ 200mm c/c to hold the base plate of the pole, depth for Anchor bolts bar is 0.8m inside the hole plus 0.7m above the ground level, at the top the area is (0.5*0.5)m2 and total area up to the surface is (0.7*0.7)m². The strength of foundation concrete should not be less than 3000 Psi (1 cement : 1.5 clean coarse sand : 3 stone aggregate of 25mm down). The rate shall include Bindling/welding of stirrups 10 numbers Y10mm dia steel bar, stirrups @20cm c/c including centering and shuttering complete. | m³ | 9.7 |  | 0
PURCHASE, SUPPLY AND INSTALLATION OF COMPLETE STANDARD STREET LIGHT SET (Fixture + Panel + Battery + 6m pole + Wiring)
C3 | LED Luminaire: 150W, >150 lm/W efficacy, 5000K-6500K CCT (cool white), IP66, aluminum alloy housing. | Pcs | 18 |  | 0
C4 | PV panel: 150Wp mono-crystalline, 20% efficiency, 18V nominal voltage, tempered glass/anodized aluminum frame with all necessay fittings | Pcs | 18 |  | 0
C5 | Battery: 12.8V 150Ah LiFePO4, 80% DOD, >2000 cycles, pole | Pcs | 18 |  | 0
C6 | Controller: 10A MPPT with automatic dusk-to-dawn activation and comprehensive electrical protections. | Pcs | 18 |  | 0
C7 | Pole: 6 m HDG steel; baseplate 300×300×20 mm; 4×M24 anchor bolts, wind load compliant, integrated bracket for PV and luminaire. | Pcs | 18 |  | 0
C8 | Supply and installation 2/24 V DC , with a mimum detection range of 15m, weatherproof passive infrared (PIR) motion sensor suitable for outdoor solar street lighting applications, fully compatible with solar charge controller and LED luminaire. Sensor shall enable automatic light intensity control based on motion detection. Includes mounting, cabling, programming, testing, and commissioning complete in all respects. | Pcs | 18 |  | 0
| Total C |  |  |  | 0
D | TOWER FLOOD LIGHTS - 4Nos
D1 | Exacavtion for foundation of the pole, in all kinds of soil and not exceeding 2.68 m depth and the dimension is (3mX3m), including dressing of bottom and sides of trenches. Stack excavated soil clear from edges of excavation,backfill and disposal of surplus soil out of site as directed by engineer. | m³ | 96.48 |  | 0
D2 | Reinforced Cement concrete for foundation of pole including M27*1500 anchor bolts and steel reinforcement as per design. The strength of foundation concrete should not be less than 3000 Psi (1 cement : 1.5 clean coarse sand : 3 stone aggregate of 25mm down). The rate shall include Binding/welding of stirrups and complete form work. | m³ | 54.78 |  | 0
PURCHASE, SUPPLY AND INSTALLATION OF 18m HIGH MAST COLUMN WITH ALL IN ONE INTEGRATED FLOOD LIGHTS
D3 | 18m high mast column made from Class C galvanised steel of polygonal cross-section, root-mounted, continuous taper to 20m above finished grade, complete with ladder and a circular plateform for . 200W LED bifacial integrated solar floodlights and all other accessories necessary for installation and operation of the high mast, including foundation structure and all civil works. The high mast to be painted reflective red and white colours to in accordance with Somalia Civil Aviation Authority's requirements. | Pcs | 4 |  | 0
D4 | Purchase Supply and Installation of an integrated all-in-one solar LED floodlight with IP66 and IK10 rating for outdoor use. Luminaire to be designed with appropriate brackets for 20m high mast pole mounting and to allow different tilt angles. as Scowatt SC-SMS-F200W or approved equivalent, with the following features: 1. LED Module: 200W, 37200 lumen, 186lm/W, CCT: 6500K, CRI: 80; Lifespan: 80000hrs; Beam angle: 60 deg.; Material: Die cast aluminum alloy shell + PMMA Lens. 5 years warranty. 10 years lifespan. 2. In-built monocrystalline solar panel: 550W, 20.31% efficiency. 12 years warranty, 25 years lifespan. 3. Lithium Ferro Phosphate (LiFePO4) battery: 50Ah, 25.6V, 2048Wh, 100% depth of discharge, 5000 charge and discharge cycles. 5 years warranty, 10 years lifespan. 4. MPPT controller with embedded motion sensor, 20A, 30m remote control distance. 5 years warranty, 10 years lifespan. 5. Protection: overcurrent, short circuit, overvoltage, over discharge, overheating. 6. Output: 100% for 5hrs and 30% for 7hrs | Pcs | 24 |  | 0
| Total D |  |  |  | 0
E | LIGHTNING PROTECTION SYSTEM
Purchase, Supply, install, test and commission the following:
E1 | 1.2m copper bonded air terminal conductor complete with base as shown in the drawing | No | 1 |  | 0
E2 | 25mm x 3mm bare copper tape down conductor as shown in the drawing | M | 25 |  | 0
E3 | 1500mm long x 16mm diameter threaded copper bonded earth rod as shown in the drawing | No | 2 |  | 0
E4 | Tape clamp, as Furse | No | 5 |  | 0
E5 | Rod to tape clamp 16mm, as Furse | No | 2 |  | 0
E6 | 300mm x 300mm x 450mm Deep RC Manhole complete with RC cover for earthing of the Lighning Protection System as shown in the drawing. Manhole to be fitted with sleeves for 38mm diameter HG. PVC ducts as shown in the drawings. Manhole to be constructed as per the Structural Engineer's details. | No | 1 |  | 0
| Total D |  |  |  | 0
GRAND TOTAL |  |  |  |  | 0

## CCTV
SINAAN
Garowe Community Cohesion and Green Cultural Park
PR 050
CCTV
Item | Description | Unit | Qty | Unit Price (GBP) | Total Price (GBP)
A | VIDEO SURVEILLANCE SYSTEM
Purchase, Supply, install, test and commission the following:
A1 | PTZ camera with up to 150m IR range; 5MP; 1/1.9″ CMOS; IP66; IK10; facial recognition; supports face capture to detect, motion detection, video tampering, intrusion detection, line crossing detection; 4K resolution; 120dB WDR; 30× IR Network PTZ camera; 5.9–177mm motorized lens; H.265+, WDR, IP66, 24 VAC/Hi-PoE, complete with pole-mount bracket and accessories. As Hikvision DS-2DE7530IW-AE or approved equivalent. Complete with mounting brackets and accessories suitable for vertical pole mount. | No | 6 |  | 0
A2 | IP bullet camera, 4.0 MP, POE, 120dB WDR, 1/3 inch CMOS image sensor, up to 50m IR range, motion detection, video tampering alerts, IP67, IK10, as Hikvision DS-2CD1T47G2H-LIU(F) ColorVu 4 MP ColorVu with Smart Hybrid Light Fixed Bullet Network Camera. Complete with mounting brackets suitable for vertical pole mount. | No | 24 |  | 0
A3 | Outdoor 4-pair, 100-ohm Cat. 6A UTP cable for video surveillance system wiring, as Siemon type or approved equivalent | Rolls | 6 |  | 0
A4 | 64-channel Network Video Recorder; 512Mbps bandwidth; 16 sata interfaces supporting hot plug; 64TB; synchronous playback up to 16 channels; multi-protocal; 2xHDMI outpus; as DS-96064NI-I16 64-ch 3U 4K Super NVR, or approved equivalent | No | 1 |  | 0
A5 | Video management software | No | 1 |  | 0
A6 | GUI Maps overlays of all buildings, areas and site for all subsystems, e.g. alarm icons, camera icons, etc | No | 1 |  | 0
A7 | Configuration and programming | Sum | 1 |  | 0
A8 | Access: 16-Port POE switch, 19" rack-mount, licencing, stacking cables. Cisco Catalyst 2960-L Series, 2x1G SFP+ uplink ports for high-speed connectivity, 16x 10/100/1000 PoE+ Gigabit Ethernet switch. As Cisco WS-C2960L-16PS-LL or approved equivalent. | No | 4 |  | 0
A9 | 16-port patch panel, as Siemon or approved equivalent | No | 4 |  | 0
A10 | Cat 6A 10G patch cords 1m, as Siemon or approved equivalent | No | 30 |  | 0
A11 | Armoured 24-core G657.A2 Single Mode Fibre (SMF), including hauling, blowing and microduct in 100mm sleeve. For linking all CCTV switches back to the control room in the Main entrace CCTV room. | Lm | 3000 |  | 0
A12 | Outdoor 22U free standing network cabinet, 600W x 600D x 1200H deep consisting of the following: 1 x 10 way dedicated power distribution unit, 2 x fans, glass door with split perforated rear doors (black). | No | 4 |  | 0
A13 | Weatherproof IP54 galvanised steel housing painted to approval, measuring 1000W x 1000D x 1500H to house the above network cabinet, ground mounted on a plinth raised 200mm above finished grade. Bottom cable entry. The exact location of the network cabinet housing to be determined on site to meet the maximum 90m Cat 6A horizontal cabling requirement from any CCTV pole. | No | 4 |  | 0
A14 | Suitable 6m galvanised steel pole complete with brackets to approval, for the pole mount PA speakers and CCTV cameras | No | 11 |  | 0
A15 | Allow for civil works for the above including excavation of pits for mounting of columns at 1.0m depth below the finished grade complete with concrete backfill and compact to natural ground level. | No | 11 |  | 0
A16 | Testing and Commissioning, to include: | Sum | 1 |  | 0
Develop Site Acceptance Test Schedule for the installation
Contractor’s testing (labour and special test requirements)
Conduct SATs under Engineer’s Supervision
Final Commissioning and handover
| Total A |  |  |  | 0
GRAND TOTAL |  |  |  |  | 0

## Out door Plumbing
SINAAN
Garowe Community Cohesion and Green Cultural Park
PR 050
Out Door Plumbing
Item | Description | Unit | Qty | Unit Price (GBP) | Total Price (GBP)
A | Setting Out as per Drawings
Setting out entire pipeline route, taking and recording invert levels upon excavation and preparation of As Built Drawings to be submitted for approval to the Engineer.
A1 | Excavation and back fill in all kind of sub-surface material complete in all respects as shown on the drawings, specifications and/or as directed by the Engineer. Surplus materials should be removed from the site or as advised by Construction Supervisor. | m3 | 3123.6 |  | 0
A2 | Provide, transport to site, place and compact with imported selected fill (granular material) for bed and surround to pipes not less than 150mm thick or as specified and as directed by the Engineer. | m3 | 468.54 |  | 0
B | CLASS I - PIPEWORK - HDPE PIPES
Supply, Transport to site and install at site as per drawings. Rate to include excavation,trench bed preparation, pipe laying and jointing and back filling as per given levels. Disposal of excess material to designated site.
B1 | Outer Diameter PN10 - 90mm | m | 1198 |  | 0
B2 | Outer Diameter PN10 - 50mm | m | 629 |  | 0
B3 | Outer Diameter PN10 - 32mm | m | 3379 |  | 0
C | CLASS J - PIPEWORK - FITTINGS AND VALVES
Supply, Transport to site , Excavation of Trench including Trench Bed preparation, Pipe Laying and Jointing, Backfilling, Final reinstatement and Disposal of excess Excavated material all as per the specifications
C1 | Bends -PN 10- Plain Ended Bends
| 90mm 90o bend | Nos | 4 |  | 0
| 90mm 45o bend | Nos | 3 |  | 0
| 90mm 30o bend | Nos | 2 |  | 0
| 50mm 45o bend | Nos | 2 |  | 0
| 32mm 90o bend | Nos | 3 |  | 0
| 32mm 45o bend | Nos | 16 |  | 0
C2 | Junctions and Branches - PN10 - Tees
| 90mm x 90mm Equal Tee | Nos | 2 |  | 0
| 90mm x 50mm Equal Tee | Nos | 7 |  | 0
| 50mm x 32mm Reducing Tee | Nos | 6 |  | 0
| 32mm x 32mm Equal Tee | Nos | 22 |  | 0
C3 | Tees for Fire Hydrants
| 90mm x 75mm Reducing Tee-for Fire Hydrants | Nos | 5 |  | 0
| 75mm x 75mm Equal Tee-for Fire Hydrants | Nos | 5 |  | 0
C4 | Tees for Air Valve
| 90mm x 20mm Reducing Tee_for Airvalve | Nos | 1 |  | 0
| 32mm x 20mm Reducing Tee_for Airvalve | Nos | 1 |  | 0
C5 | Tee for Washout
| 50mm x 50mm Equal Tee_for Washout | Nos | 3 |  | 0
C6 | HDPE Reducer_ PN10
| 90 X 50mm Reducer | Nos | 4 |  | 0
| 50 X 32mm Reducer | Nos | 2 |  | 0
| 75 X 32mm Reducer_ for Fire Hydrants | Nos | 10 |  | 0
C7 | HDPE Stub ends_ PN10- All inclusive of backing ring and associated bolts and nuts.
| 90mm stub end with backing ring_For Bulk Meter | Nos | 2 |  | 0
| 90mm stub end with backing ring_For Gate Valve | Nos | 4 |  | 0
| 32mm stub end with backing ring_For Gate Valve | Nos | 58 |  | 0
| 75mm stub end with backing ring_For Fire Hydrants | Nos | 20 |  | 0
C8 | Adaptors_ PN10 'Flexible (VJ) Adaptor
| 100mm flanged adaptor | Nos | 6 |  | 0
| 32mm flanged adaptor | Nos | 58 |  | 0
| 20mm male threaded adapter_for Air Valve - Male BSP x HDPE | Nos | 2 |  | 0
| 50mm flanged adaptor_for Fire Hydrant | Nos | 20 |  | 0
C9 | End Caps_ PN10
| 32mm End cap | Nos | 32 |  | 0
C10 | Rubber Gaskets
| 100mm Rubber Gasket_For Bulk Meter | Nos | 2 |  | 0
| 100mm Rubber Gasket_For Gate Valve | Nos | 4 |  | 0
| 32mm Rubber Gasket_For Gate Valve | Nos | 58 |  | 0
| 75mm Rubber Gasket_For Fire Hydrants | Nos | 20 |  | 0
C11 | Pipe Pieces_ PN10
| 1200mm long open ended 75 mm HDPE riser pipe_for Fire Hydrant | Nos | 5 |  | 0
| 1200mm long open ended 20 mm HDPE riser pipe_for Air Valve | Nos | 2 |  | 0
| 1200mm long open ended 50 mm HDPE pipe to drain_for Washout | Nos | 13 |  | 0
D | VALVES AND PENSTOCKS_ PN10
Gate Valves for washout and line valves to be supplied complete with extension spindle n.e 2m and Tee-key. Air Valve isolating valves to be supplied with wheel only. All rates to be inclunsive of these add-ons.
D1 | 100mm flanged sluice valve for_Tee-off | Nos | 2 |  | 0
| 100mm flanged sluice valve for_Bulk Meter | Nos | 1 |  | 0
| 32mm flanged sluice valve for_Tee-off | Nos | 16 |  | 0
| 32mm flanged sluice valve for_Bulk Meter | Nos | 9 |  | 0
| 50mm flanged sluice valve for_Washout | Nos | 13 |  | 0
| 20 mm threaded ball valve for_Air Valve - Female BSP X Female BSP | Nos | 2 |  | 0
D2 | Air Valves as specified
| 20mm Combination air valve_Male BSP | Nos | 2 |  | 0
D3 | Bulk Meter as specified
| 100mm flanged Water Meter Woltmann Type,Cl Body, Flanged Type, Class B | Nos | 1 |  | 0
| 32mm Multi-Jet, Brass Body, Screw Type, Class B, PN18 | Nos | 9 |  | 0
D4 | Fire Hydrant as specified
| 75mm flanged Fire Hydrant | Nos | 5 |  | 0
E | CLASS K - PIPEWORK - MANHOLES AND PIPEWORK ANCILLARIES
Construction of chambers, chamber ducts, culverts, crossings, thrust, anchor blocks, reinstatement and other pipework ancillaries Note:- Items for Work in this class shall include: - Excavation, preparation of surfaces, disposals of surplus excavated material, shoring sides of excavation, backfilling andremoval of redundant services. - Concrete, Reinforcement, Formwork, joints and Finishes. -Trips for disposals of excavated material of debris to be identified by the Contractor in liaison with the Local Authorities.
E1 | Masonry Works - Valve Chambers
E1(a) | Plastered Masonry chamber, internal size 1000mm x 1000mm, depth not exceeding 2.0m, all inclusive of GRP rectangular access covers of 450mm x 600mm | Nos | 60 |  | 0
E1(b) | Plastered Masonry Wing walls for Wash out as per detail_ inclusive of 1.5m long and 300mm thick of riprap covering the width of the base at outlet | Nos | 13 |  | 0
E2 | Marker Posts
E2(a) | Marker post for Air Valve inscribed 'AV' | Nos | 2 |  | 0
E2(b) | -Ditto- but Washout inscribed 'WO' | Nos | 13 |  | 0
E2 (c) | -Ditto- but Water Main inscribed 'WM' | Nos | 26 |  | 0
E2(d) | -Ditto- but for Firehydrant inscribed 'FH' | Nos | 5 |  | 0
F | DRIP IRRIGATION SYSTEM
F1 | Supply, deliver, lay, install, test and commission 16mm diameter UV-stabilized LDPE drip irrigation lateral pipes @0.4m with factory-integrated pressure-compensating emitter holes at 0.4m spacing, each emitter hole releasing approximately 2l/hr, complete with all fittings and accessories including connectors, tees, elbows, end caps, take-offs, grommets, stakes/anchors, flushing valves, and 120-mesh inline screen/disc filters to prevent clogging of emitter holes, including connection to sub-mains, flushing, testing, and commissioning complete to the satisfaction of the Engineer. | Acre | 50 |  | 0
F2 | Emitter - Irrigation Quick Coupling Valve Box – Supply and install complete 32 mm quick coupling valve assembly in plastic valve box, including gate valve, brass hose adapter, swivel elbow, epoxy-coated riser pipe, GI elbow, compression fittings, concrete base, gravel drainage layer, and connection to irrigation main, complete and functional. | Nos | 60 |  | 0
G | Under Ground Water Tank
G1 | Excavation and back fill in all kind of sub-surface material complete in all respects as shown on the drawings, specifications and/or as directed by the Engineer. Surplus materials should be removed from the site or as advised by Construction Supervisor. | m3 | 195.35 |  | 0
G2 | Providing and laying Blinding plain cement concrete mix to obtain 1500 psi (Cylinder Strength at 28 days) (1:3:6) using coarse sand and screened graded and washed aggregate, in required shape and design, including forms, moulds, shuttering, lifting, compacting, curing, rendering and finishing exposed surface, complete (including cost of form work, its fabrication and placing in position, etc.) as per drawing | m3 | 3.32 |  | 0
G3 | Providing and laying reinforced cement concrete mix to obtain 3000 psi (Cylinder Strength at 28 days) (1:1.5:3) using coarse sand and screened graded and washed aggregate, in required shape and design, including forms, moulds, shuttering, lifting, compacting, curing, rendering and finishing exposed surface, complete (including cost of form work, its fabrication and placing in position, etc.).
| Base Slab | m3 | 14 |  | 0
| Roof Slab including beams | m3 | 10 |  | 0
| Side Walls | m3 | 38 |  | 0
| Column | m3 | 1 |  | 0
G4 | High tensile deformed steel bars to ASTM A615 Grade 60 (60000 psi) :- including bending, hooking, tying wire, cutting spacers and supporting all in position for bottom slab
| Reinforcement (BRC Mesh A193) | m² | 44.22 |  | 0
G5 | Damp Proof Membrane (DPM ) Gauge 1000 | m² | 45.22 |  | 0
G6 | Plaster walls internally with 1:4 - 20mm thick in two layers each 10mm of Sikagard - 63 N, 2-PART EPOXY PROTECTIVE COATING | m² | 118 |  | 0
G7 | Supply and Install Expansion joint between wall base and floor slab. Include 240mm rearguard water stops | m | 40 |  | 0
G8 | Roof vents made of DN100 galvanised iron-complete with elbows and nylon insect proof screen including puddle flanges | Nos | 4 |  | 0
G9 | Roof access 700x700 opening complete with steel cover and lock as per detail on dwg. | Nos | 1 |  | 0
G10 | 4.0m high Stainless steel internal ladder 400mm wide | Nos | 1 |  | 0
G11 | Construction of Plastered Masonry chamber, internal size 1000mm x 1000mm, depth not exceeding 2.0m, all inclusive of GRP 450mm x 600mm medium duty manhole covers for storm water drains as per drawings | Nos | 9 |  | 0
G12 | CLASS J: PIPEWORK - FITTINGS AND VALVES-HDPE PIPES FITTING
Inlet pipe DN160
G 12.1 | Bends DN 90 - 90o | Nos | 5 |  | 0
G 12.2 | Junctions and Branches- DN 90x 90mm | Nos | 2 |  | 0
G 12.3 | HDPE Stub ends_ PN10 inclusive of backing ring and associated bolts and nuts - DN 90 stub end with backing ring | Nos | 12 |  | 0
G 12.4 | DN 90 HDPE pipe, length n.e 1.0m | Nos | 1 |  | 0
G 12.5 | DN 90 HDPE pipe, length n.e 1.5m | Nos | 2 |  | 0
G 12.6 | DN 90 HDPE pipe, length n.e 2.5m | Nos | 1 |  | 0
G 12.7 | DN 90 HDPE pipe, length n.e 5.0m | Nos | 1 |  | 0
G 12.8 | DN 100 flanged sluice valve, completely fitted with handwheels mounted on headstock and extenstion spindle | Nos | 1 |  | 0
Outlet pipework DN 90
G 12.9 | DN 90 in trenches depth 1-3m | m | 10 |  | 0
G 12.10 | HDPE Stub ends_ PN10 inclusive of backing ring and associated bolts and nuts - DN 90 stub end with backing ring | Nos | 16 |  | 0
G 12.11 | Bellmouths - DN 90 | Nos | 1 |  | 0
G 12.12 | DN 90 HDPE pipe, length n.e 1.0m | Nos | 2 |  | 0
G 12.13 | DN 90 HDPE pipe, length n.e 1.5m | Nos | 1 |  | 0
G 12.14 | DN 90 HDPE pipe, length n.e 3.0m | Nos | 3 |  | 0
G 12.15 | DN 90 HDPE pipe, length n.e 5.0m | Nos | 3 |  | 0
G 12.16 | Gate valve - Hand operated - DN 90 flanged sluice valve completely fitted with handwheels mounted on headstock and extenstion spindle and concrete stand | Nos | 1 |  | 0
G 12.17 | Flowmeter - DN 100 flanged Water Meter Woltmann Type, Cl Body, Flanged Type, Class B | Nos | 1 |  | 0
Washout pipe DN90
G 12.18 | DN 90 short radius 90o bend | Nos | 1 |  | 0
G 12.19 | DN 90 stub end with backing ring, all inclusive of backing ring and associated bolts and nuts. | Nos | 10 |  | 0
G 12.20 | DN 90 bellmouth | Nos | 1 |  | 0
G 12.21 | DN 90 plain ended HDPE pipe piece, length n.e 3.3m | Nos | 1 |  | 0
G 12.22 | DN 90 plain ended HDPE pipe piece, length n.e 5.6m | Nos | 1 |  | 0
G 12.23 | DN 90 plain ended HDPE pipe piece, length n.e 1.0m | Nos | 1 |  | 0
G 12.24 | Gate valve - Hand operated - DN 90 flanged sluice valve completely fitted with handwheels mounted on headstock and extenstion spindle and concrete stand | Nos | 1 |  | 0
Overflow Pipe DN 90mm
G 12.25 | DN 100 short radius 900 bend | Nos | 1 |  | 0
G 12.26 | DN 90 stub end with backing ring, all inclusive of backing ring and associated bolts and nuts. | Nos | 12 |  | 0
G 12.27 | DN 90 bellmouth | Nos | 1 |  | 0
G 12.28 | DN 90 plain ended pipe piece, length n.e 6m | Nos | 2 |  | 0
G 12.29 | DN 90 plain ended pipe piece, length n.e 2.0m | Nos | 1 |  | 0
G 12.30 | DN 90 plain ended pipe piece, length n.e 1.0m | Nos | 1 |  | 0
TANK VALVE CHAMBER
G 12.31 | Excavation and back fill in all kind of sub-surface material complete in all respects as shown on the drawings, specifications and/or as directed by the Engineer. Surplus materials should be removed from the site or as advised by Construction Supervisor. | m3 | 65 |  | 0
G 12.32 | Providing and laying Blinding plain cement concrete mix to obtain 1500 psi (Cylinder Strength at 28 days) (1:3:6) using coarse sand and screened graded and washed aggregate, in required shape and design, including forms, moulds, shuttering, lifting, compacting, curing, rendering and finishing exposed surface, complete (including cost of form work, its fabrication and placing in position, etc.) as per drawing | m3 | 11 |  | 0
G 12.33 | Providing and laying reinforced cement concrete mix to obtain 3000 psi (Cylinder Strength at 28 days) (1:1.5:3) using coarse sand and screened graded and washed aggregate, in required shape and design, including forms, moulds, shuttering, lifting, compacting, curing, rendering and finishing exposed surface, complete (including cost of form work, its fabrication and placing in position, etc.).
| Base Slab | m3 | 2 |  | 0
| Roof Slab including beams | m3 | 1.5 |  | 0
| Side Walls | m3 | 8 |  | 0
| High tensile deformed steel bars to ASTM A615 Grade 60 (60000 psi) :- including bending, hooking, tying wire, cutting spacers and supporting all in position | Kg | 800 |  | 0 | 0
H | Water tanks , Water Pump and PV System
H1 | Supply, deliver, install, 5000 litres water tank with all required plumbing on the top of observation tower | Nos | 2 |  | 0
H2 | Supply, deliver, install, test and commission a horizontal high-pressure multistage booster pump set for pumping water from the proposed concrete tank to the proposed elevated tank, duty point Q = 25m³/hr and H =15m, complete with 15kW electric motor, stainless-steel pump casing and impellers, mechanical shaft seal, base frame, isolation valves, non-return valve, pressure gauge/s, flexible connectors, electrical connections, and all necessary fittings and pipe connections (90mm inlet&outlet), including connection to the suction and delivery pipelines, testing and commissioning complete to the satisfaction of the Engineer. | Nos | 1 |  | 0
H3 | SOLAR POWER SYSTEM FOR NEW PUMP: Supply, deliver, install, connect, test, and commission a complete solar photovoltaic system sized to power a 15 kW horizontal high-pressure multistage booster pump. The system includes approximately 32 × 550 W monocrystalline PV panels, suitable inverter (≥18.5 kW), smart meter, DC and AC isolators, distribution board, combiner boxes, DC and AC cabling, cable trays, signal cabling, earthing, lightning protection, mounting structures, all associated accessories, and all civil, electrical, and mechanical works to deliver a fully operational system as per Engineer’s requirements.and fully operational for powering the booster pump installation to the satisfaction and approval of the Engineer. | Nos | 1 |  | 0
I | Testing and Commissioning
I1 | Testing and Commissioning of the Pipeline and water tank including flushing and sterlising in accordance with the Specification | Ls | 1 |  | 0
Total for Out Door Plumbing works, Water Tank, Water Pump and PV System |  |  |  |  | 0

## Sewerage, Septic Tank,
SINAAN
Garowe Community Cohesion and Green Cultural Park
PR 050
Sewerage and Septic Tank
Item | Description | Unit | Qty | Unit Price (GBP) | Total Price (GBP)
A | Setting Out as per Drawings
Setting out entire pipeline route, taking and recording invert levels upon excavation and preparation of As Built Drawings to be submitted for approval to the Engineer.
A1 | Excavation and back fill in all kind of sub-surface material complete in all respects as shown on the drawings, specifications and/or as directed by the Engineer. Surplus materials should be removed from the site or as advised by Construction Supervisor for Sewer Pipes. | m3 | 2160 |  | 0
A2 | Excavation and back fill in all kind of sub-surface material complete in all respects as shown on the drawings, specifications and/or as directed by the Engineer. Surplus materials should be removed from the site or as advised by Construction Supervisor for Manholes. | m3 | 122.46 |  | 0
A3 | Provide,fill and compact with excavated selected fill (granular material) for bed and surround to pipes not less than 300 mm thick or as specified and as directed by the Engineer, | m3 | 27 |  | 0
| Total A |  |  |  | 0
B | MAN HOLES
B1 | Providing and laying Blinding plain cement concrete mix to obtain 1500 psi (Cylinder Strength at 28 days) (1:3:6) using coarse sand and screened graded and washed aggregate, in required shape and design, including forms, moulds, shuttering, lifting, compacting, curing, rendering and finishing exposed surface, complete (including cost of form work, its fabrication and placing in position, etc.) for the Manhole base. | m3 | 4.08 |  | 0
B2 | Provide & place precast manhole molds made of reinforced concrete class 25/20 with minimum cube crushing strength of 25N/mm2 at 28 days in : - Rate to Include Purchase of Concrete Molds all inclusive with fasteners, bolts etc for complete casting of the manhole rings and covers | m3 | 66.91 |  | 0
B3 | High tensile deformed steel bars to ASTM A615 Grade 60 (60000 psi) :- including bending, hooking, tying wire, cutting spacers and supporting all in position for Manholes
| Reinforcement (BRC Mesh A193) | m² | 198 |  | 0
B4 | Supply and install triangular medium-duty Glass Reinforced Plastic (GRP) access covers complete with matching frames, suitable for sewer manholes | Nos | 13 |  | 0
B5 | Supply and Install for all Manholes during casting of Manhole Rings G.M.S step irons as shown in the Manhole Details Drawing, inclusive of all associated items | Nos | 13 |  | 0
| Total B |  |  |  | 0
C | PIPEWORK - FITTINGS AND VALVES
C1 | Supply and lay 100mm DWC "push fit' jointed for sewer line in trenches depth not exceeding 1.5 m | m | 50 |  | 0
C2 | Supply and lay 150mm DWC "push fit' jointed for sewer line in trenches depth not exceeding 1.5 m | m | 550 |  | 0
C3 | 100X100mm DWC tees for drop manholes_ to be used only if drop exceeds 600mm | Nos | 3 |  | 0
C4 | 150X150mm DWC tees for drop manholes_ to be used only if drop exceeds 600mm | Nos | 5 |  | 0
C5 | PCC Back Drop Pipes of 100mm made to suit manhole depth | Nos | 3 |  | 0
C6 | PCC Back Drop Pipes of 150mm made to suit manhole depth | Nos | 5 |  | 0
| Total C |  |  |  | 0
D | SEPTIC TANK
D1 | Excavation and back fill in all kind of sub-surface material complete in all respects as shown on the drawings, specifications and/or as directed by the Engineer. Surplus materials should be removed from the site or as advised by Construction Supervisor for Septic tank | m3 | 140 |  | 0
D2 | Providing and laying Blinding plain cement concrete mix to obtain 1500 psi (Cylinder Strength at 28 days) (1:3:6) using coarse sand and screened graded and washed aggregate, in required shape and design, including forms, moulds, shuttering, lifting, compacting, curing, rendering and finishing exposed surface, complete (including cost of form work, its fabrication and placing in position, etc.) for the base of Septic Tank | m3 | 1.4 |  | 0
D3 | Providing and laying reinforced cement concrete mix to obtain 3000 psi (Cylinder Strength at 28 days) (1:1.5:3) using coarse sand and screened graded and washed aggregate, in required shape and design, including forms, moulds, shuttering, lifting, compacting, curing, rendering and finishing exposed surface, complete (including cost of form work, its fabrication and placing in position, etc.).
| Base Slab 200mm thick | m3 | 5.6 |  | 0
| Roof Slab 200mm thick | m3 | 5.6 |  | 0
| Vertical faces to inlet and outlet chamber | m3 | 0.5 |  | 0
D4 | Soffit of top slab including vertical support | m2 | 12 |  | 0
D5 | Supply and Fabrication of High Tensile Steel deformed bars conforming to ASTM-A615 Grade 60 (60,000psi) reinforcement for cement concrete, including cutting, bending, laying in position, over lapping, making joints, fastenings, wastage and including cost of binding wire & labors charges for binding of steel reinforcement in place (also includes removal of rust from bars) .Contractor will submit bar bending schedule for approval before commencing the steel works. | kg | 1890 |  | 0
D6 | BRC A193 welded wire mesh reinforcement as per drawings for the Base slab | m2 | 38.5 |  | 0
Masonary Work
D7 | Construction of wall using Solid Concrete masonry unit (CMU) wall of 200mm thickness blocks (Compressive strength 2000Psi as per ASTM C90-16a) bedded in cement/sand mortar mix 1:4. Note: Blocks to be cured for at least 7 days and tested prior to laying in for the wall as per the drawings (Septic Tank) | m2 | 115 |  | 0
D8 | Construction of wall using Solid Concrete masonry unit (CMU) wall of 200mm thickness blocks (Compressive strength 2000Psi as per ASTM C90-16a) bedded in cement/sand mortar mix 1:4. Note: Blocks to be cured for at least 7 days and tested prior to laying in for the wall as per the drawings (Soak away) | m2 | 18.84 |  | 0
D9 | Plaster walls internally with 1:4 - 20mm thick in two layers each 10mm of Sikagard - 63 N, 2-PART EPOXY PROTECTIVE COATING | m2 | 115 |  | 0
D10 | Supply and Install for the chamber accesses as shown in the Septic Tank Drawing, inclusive of all associated items 600 X 450 X 200mm opening | Nos | 4 |  | 0
| Total D For One Septic Tank |  |  |  | 0
Total for Out door Sewarage and Septic Tank |  |  |  |  | 0

## Boundary wall
SINAAN
Garowe Community Cohesion and Green Cultural Park
PR 050
Boundary Wall and Gate
Item | Description | Unit | Qty | Unit Price (GBP) | Total Price (GBP)
A | EARTHWORKS
A.1 | Excavation and back fill in all kind of sub-surface material complete in all respects as shown on the drawings, specifications and/or as directed by the Engineer. Surplus materials should be removed from the site or as advised by Construction Supervisor.
| Foundation Wall | m3 | 1336.8 |  | 0 | 2800
| Total A |  |  |  | 0
B | SUBSTRUCTURE
B.1 | Providing and laying 50mm thick plain cement concrete mix to obtain 1500 psi (Cylinder Strength at 28 days) (1:3:6) using coarse sand and screened graded and washed aggregate, in required shape and design, including forms, moulds, shuttering, lifting, compacting, curing, rendering and finishing exposed surface, complete (including cost of form work, its fabrication and placing in position, etc.). for wall and Column foundation | m3 | 83.55 |  | 0
B.2 | Providing and laying reinforced cement concrete mix to obtain 3000 psi (Cylinder Strength at 28 days) (1:1.5:3) using coarse sand and screened graded and washed aggregate, in required shape and design, including forms, moulds, shuttering, lifting, compacting, curing, rendering and finishing exposed surface, complete (including cost of form work, its fabrication and placing in position, etc.) . reinforced strip footing. | m3 | 278.5 |  | 0
B.3 | Supply and Fabrication of High Tensile Steel deformed bars conforming to ASTM-A615 Grade 60 (60,000psi) reinforcement for cement concrete, including cutting, bending, laying in position, over lapping, making joints, fastenings, wastage and including cost of binding wire & labors charges for binding of steel reinforcement in place (also includes removal of rust from bars) .Contractor will submit bar bending schedule for approval before commencing the steel works.
| 3Y10 rebar & Y10 @ 300mm c/c in strip footing. | Kg | 9200 |  | 0
B.4 | Construction of Solid Concrete masonry unit (CMU) wall of 200mm thickness blocks (Compressive strength 2000Psi as per ASTM C90-16a) bedded in cement/sand mortar mix 1:4. Note: Blocks to be cured for at least 7 days and tested prior to laying in for the wall as per the drawings for footing wall | m2 | 1671 |  | 0
| Total B |  |  |  | 0
C | SUPERSTRUCTURE
C.1 | Providing and laying reinforced cement concrete mix to obtain 3000 psi (Cylinder Strength at 28 days) (1:1.5:3) using coarse sand and screened graded and washed aggregate, in required shape and design, including forms, moulds, shuttering, lifting, compacting, curing, rendering and finishing exposed surface, complete (including cost of form work, its fabrication and placing in position, etc.) for Columns @ 3m c/c | m3 | 74.32 |  | 0
C.2 | Steel reinforcement - High tensile deformed steel bars to ASTM A615 Grade 60 (60000 psi) :- including bending, hooking, tying wire, cutting spacers and supporting all in position
| 4Y12 in Column rebar (cost includes binding wire).& R8 links/stirrups @ 250mm c/c in column links/stirrups. | kg | 9220 |  | 0
C.3 | Construction of Solid Concrete masonry unit (CMU) wall of 200mm thickness blocks (Compressive strength 2000Psi as per ASTM C90-16a) bedded in cement/sand mortar mix 1:4. Note: Blocks to be cured for at least 7 days and tested prior to laying in for the wall as per the drawings for footing and super structure wall | m2 | 7241 |  | 0
C.4 | Providing and laying RCC cement concrete mix to obtain 3000 psi (Cylinder Strength at 28 days) (1:1.5:3) using coarse sand and screened graded and washed aggregate, in required shape and design, including forms, moulds, shuttering, lifting, compacting, curing, rendering and finishing exposed surface, complete (including cost of form work, its fabrication and placing in position, etc.) for Concrete Cap on top of columns and walls ( 250mm wide and 100mm thick) with 3 nos of 10mm bar on longer side and 10mm bar @ 300mm clc on shorter side | m3 | 70 |  | 0
C.5 | 20 mm thick Cement Sand plastering (1:3) finished smooth surface with wooden float for the internal and external side of wall and columns including curing. | m2 | 14482 |  | 0
C.6 | Prepare surface, apply filler, apply one coat of primer and two coats of weather resistant paint for both sides of wall. (Contractor will submit the sample for Color and manufacturer approval) | m2
| Total C |  |  |  | 0
GRAND TOTAL |  |  |  |  | 0

## Towers
SINAAN
Garowe Community Cohesion and Green Cultural Park
PR 050
Towers - 2 Nos
Item | Description | Unit | Qty | Unit Price (GBP) | Total Price (GBP)
A | PRELIMINARIES - SITE CLEARANCE
A.1 | Site Clearance, levelling and Setting out | m2 | 26.01 |  | 0
| Total A |  |  |  | 0
B | EARTHWORKS
B1 | Excavation and back fill in all kind of sub-surface material complete in all respects as shown on the drawings, specifications and/or as directed by the Engineer. Surplus materials should be removed from the site or as advised by Construction Supervisor. | m3 | 28.33 |  | 0
| Total B |  |  |  | 0
C | SUB STRUCTURE
C1 | Providing and laying Blinding plain cement concrete mix to obtain 1500 psi (Cylinder Strength at 28 days) (1:3:6) using coarse sand and screened graded and washed aggregate, in required shape and design, including formwork, shuttering, lifting, compacting, curing, rendering and finishing exposed surface, complete (including cost of form work, its fabrication and placing in position, etc.) | m3 | 1.18 |  | 0
C2 | Providing and laying reinforced cement concrete mix to obtain 3000 psi (Cylinder Strength at 28 days) (1:1.5:3) using coarse sand and screened graded and washed aggregate, in required shape and design, including forms, moulds, shuttering, lifting, compacting, curing, rendering and finishing exposed surface, complete (including cost of form work, its fabrication and placing in position, etc.). for Strip Foundation | m3 | 2.44 |  | 0
C3 | High tensile deformed steel bars to ASTM A615 Grade 60 (60000 psi) :- including bending, hooking, tying wire, cutting spacers and supporting all in position for Strip Foundation | Kg | 146 |  | 0
C4 | Providing and laying reinforced cement concrete mix to obtain 3000 psi (Cylinder Strength at 28 days) (1:1.5:3) using coarse sand and screened graded and washed aggregate, in required shape and design, including forms, moulds, shuttering, lifting, compacting, curing, rendering and finishing exposed surface, complete (including cost of form work, its fabrication and placing in position, etc.). for Column Base | m3 | 2.19 |  | 0
C5 | High tensile deformed steel bars to ASTM A615 Grade 60 (60000 psi) :- including bending, hooking, tying wire, cutting spacers and supporting all in position for Column Base | Kg | 102 |  | 0
C6 | Construction of wall using Solid Concrete masonry unit (CMU) wall of 200mm thickness blocks (Compressive strength 2000Psi as per ASTM C90-16a) bedded in cement/sand mortar mix 1:4. Note: Blocks to be cured for at least 7 days and tested prior to laying in for the foundation wall as per the drawings | m2 | 31.2 |  | 0
C5 | Fill materials
C5(a) | Provide and lay hard core compacted to 98% modified Proctor density for Building floor | m3 | 7.8 |  | 0
C5(b) | Provide and lay 50mm Murram Blinding for Floor Slab. | m3 | 1.3 |  | 0
C6 | Providing and laying 125 mm thick reinforced cement concrete mix to obtain 3000 psi (Cylinder Strength at 28 days) (1:1.5:3) using coarse sand and screened graded and washed aggregate, in required shape and design, including forms, moulds, shuttering, lifting, compacting, curing, rendering and finishing exposed surface, complete (including cost of form work, its fabrication and placing in position, etc.). for floor slab. | m3 | 3.25 |  | 0
C7 | High tensile deformed steel bars to ASTM A615 Grade 60 (60000 psi) :- including bending, hooking, tying wire, cutting spacers and supporting all in position
C8 | Reinforcement (BRC Mesh A142 ) | m² | 26.01 |  | 0
| Total B |  |  |  | 0
D | SUPER STRUCTURE
D1 | Construction of wall using Solid Concrete masonry unit (CMU) wall of 200mm thickness blocks (Compressive strength 2000Psi as per ASTM C90-16a) bedded in cement/sand mortar mix 1:4. Note: Blocks to be cured for at least 7 days and tested prior to laying in for the tower wall as per the drawings | m2 | 63.84 |  | 0
D2 | Providing and laying reinforced cement concrete mix to obtain 3000 psi (Cylinder Strength at 28 days) (1:1.5:3) using coarse sand and screened graded and washed aggregate, in required shape and design, including forms, moulds, shuttering, lifting, compacting, curing, rendering and finishing exposed surface, complete (including cost of form work, its fabrication and placing in position, etc.).for Column | m3 | 3.81 |  | 0
D3 | High tensile deformed steel bars to ASTM A615 Grade 60 (60000 psi) :- including bending, hooking, tying wire, cutting spacers and supporting all in position for Column | Kg | 950 |  | 0
D4 | Providing and laying 150 mm thick reinforced cement concrete mix to obtain 3000 psi (Cylinder Strength at 28 days) (1:1.5:3) using coarse sand and screened graded and washed aggregate, in required shape and design, including forms, moulds, shuttering, lifting, compacting, curing, rendering and finishing exposed surface, complete (including cost of form work, its fabrication and placing in position, etc.). for first floor slab | m3 | 1.09 |  | 0
D5 | High tensile deformed steel bars to ASTM A615 Grade 60 (60000 psi) :- including bending, hooking, tying wire, cutting spacers and supporting all in position for first floor slab | Kg | 215 |  | 0
D6 | Providing and laying 150 mm thick reinforced cement concrete mix to obtain 3000 psi (Cylinder Strength at 28 days) (1:1.5:3) using coarse sand and screened graded and washed aggregate, in required shape and design, including forms, moulds, shuttering, lifting, compacting, curing, rendering and finishing exposed surface, complete (including cost of form work, its fabrication and placing in position, etc.). for roof slab | m3 | 3.9 |  | 0
D7 | High tensile deformed steel bars to ASTM A615 Grade 60 (60000 psi) :- including bending, hooking, tying wire, cutting spacers and supporting all in position for roof slab | Kg | 215 |  | 0
D8 | Providing and layingreinforced cement concrete mix to obtain 3000 psi (Cylinder Strength at 28 days) (1:1.5:3) using coarse sand and screened graded and washed aggregate, in required shape and design, including forms, moulds, shuttering, lifting, compacting, curing, rendering and finishing exposed surface, complete (including cost of form work, its fabrication and placing in position, etc.). for Beam B1 | m3 | 1.95 |  | 0
D9 | High tensile deformed steel bars to ASTM A615 Grade 60 (60000 psi) :- including bending, hooking, tying wire, cutting spacers and supporting all in position for Beam B1 | Kg | 335.7 |  | 0
| Total D |  |  |  | 0
E | WALLS AND FINISHING
E1 | 20 mm thick Cement Sand plastering (1:3) finished smooth surface with wooden float for the internal and external walls, Columns , Grade beams and ring beams of the building including curing. | m2 | 127.68 |  | 0
E2 | Prepare surface, apply filler, apply one coat of primer and two coats of weather resistant at external faces of walls (Contractor will submit the sample for Color and manufacturer approval) | m2 | 146.6 |  | 0
| TotalE |  |  |  | 0
F | DOORS AND OPENINGS
F1 | Supply and install Steel, 900x2400mm, 3 pairs of stainless steel hinge and complete fittings | No | 1 |  | 0
F2 | Supply and Install, 2000x6000mm pre cast concrete calligraphy vent as per drawings | No. | 4 |  | 0
F3 | Supply and Install Steel vertical ladder as per drawings | No. | 1 |  | 0
| Total F |  |  |  | 0
G | ELECTRICAL INSTALLATIONS
Note : unless other wise stated rates in Bill of quantities shall include all necessary material, cables, conduits, PVC sunk box, Bulbs switches etc. and labor required to complete the electrical installation. Testing and commissioning of electrical installations is to be carried out by contractor and cost of such testing and reports to be included in rates. All types of fittings shall be approved by engineer prior to installation
G1 | Lighting points wired in 3x1Cx1.5mm2 Cu/PVC/SC cables drawn in concealed 20mm dia. HG. PVC conduit complete with all wiring accessories for 1-way and 2-way switches, but excluding the switches and the luminaires. | No | 1 |  | 0
G2 | Type F fitting - Power Room - L1200 mm, Polycarbonate, White, 3600 lm, 36 W, 100 lm/W, 4000 K, Very wide beam, IP65 ¦ Dust penetration-protected, jet-proof, IK08 ¦ 5 J vandal-protected, Safety class I, Push-in connector 3-pole. As Tronic Waterproof 4 Feet LED TPIF Fitting or approved equivalent. | No | 1 |  | 0
G3 | 10A switches complete with boxes and face plate, white colour, as Panasonic W2 type, or approved equivalent:
G4 | 1 gang 1 way | No | 1 |  | 0
G5 | 4-way SPN MCB Consumer Unit as CU.KK.01 flush-mounted on the wall complete with 100A DP MCB integral isolator and all protective devices as Schneider Electric Easy 9 type or approved equivalent. All MCBs are Easy 9 Type C and as shown in the schematic wiring diagram. | No | 1 |  | 0
G6 | 10A SP MCB - Lighting | No | 1 |  | 0
G7 | 20A SP MCB - Socket Outletss | No | 1 |  | 0
G8 | Blanking plates | No | 2 |  | 0
G9 | Twin socket points wired in 3x1Cx2.5mm2 Cu/PVC/SC cables drawn in 25mm dia. HG PVC conduit concealed within the wall. | No | 2 |  | 0
G10 | 13A weatherproof IP65 twin-switched socket-outlets complete with boxes and face plates, white colour, as Windsor type, or approved equivalent. | No | 2 |  | 0
G11 | Testing and Commissioning, to include: | Sum | 1 |  | 0
Develop Site Acceptance Test Schedule for the installation
Contractor’s testing (labour and special test requirements)
Conduct SATs under Engineer’s Supervision
Final Commissioning
Handover and soak test
| Total G |  |  |  | 0
GRAND TOTAL FOR 1 TOWER |  |  |  |  | 0
GRAND TOTAL FOR 2 TOWERS |  |  |  |  | 0

## Children Play area
SINAAN
Garowe Community Cohesion and Green Cultural Park
PR 050
Children Play Area 9151m2
Item | Description | Unit | Qty | Unit Price (GBP) | Total Price (GBP)
A | PLAYING EQUIPMENT
A1 | Site Clearance, levelling and Setting out | m2 | 9151 |  | 0
A2 | Supply and Install Large multi-play towers with slides and climbers | Nos | 2 |  | 0
A3 | Toddler multi-play units | Nos | 2 |  | 0
A4 | Swing sets (4-seat commercial) | Nos | 3 |  | 0
A5 | Toddler swing sets | Nos | 2 |  | 0
A6 | Seesaws | Nos | 4 |  | 0
A7 | Monkey bars | Nos | 2 |  | 0
A8 | Merry-go-rounds | Nos | 2 |  | 0
A9 | In-ground trampolines | Nos | 4 |  | 0
| Total A |  |  |  | 0
B | CONCRETE BENCHES
B1 | Provide and Install concrete bench having below specifications 1,800 mm long 450 mm seat height 450 mm seat depth 450 mm backrest height | Nos | 15 |  | 0
| Total B |  |  |  | 0
| TOTAL PLAY AREA |  |  |  | 0
INFANT CARE ROOM
A | PRELIMINARIES - SITE CLEARANCE
A.1 | Site Clearance and Setting out | m2 | 19.04 |  | 0
| Total A |  |  |  | 0
B | EARTHWORKS
Excavation and back fill in all kind of sub-surface material complete in all respects as shown on the drawings, specifications and/or as directed by the Engineer. Surplus materials should be removed from the site or as advised by Construction Supervisor.
B.2 | Strip Foundation | m3 | 25.68 |  | 0
| Total B |  |  |  | 0
C | SUBSTRUCTURE
C.1 | Providing and laying Blinding plain cement concrete mix to obtain 1500 psi (Cylinder Strength at 28 days) (1:3:6) using coarse sand and screened graded and washed aggregate, in required shape and design, including formwork, shuttering, lifting, compacting, curing, rendering and finishing exposed surface, complete (including cost of form work, its fabrication and placing in position, etc.) for the below.
C1(b) | Strip footing | m3 | 0.86 |  | 0
C.3 | Strip Footing
C3(a) | Providing and laying reinforced cement concrete mix to obtain 3000 psi (Cylinder Strength at 28 days) (1:1.5:3) using coarse sand and screened graded and washed aggregate, in required shape and design, including forms, moulds, shuttering, lifting, compacting, curing, rendering and finishing exposed surface, complete (including cost of form work, its fabrication and placing in position, etc.). for Strip Footing. (60cm wide, 30cm depth) | m3 | 3.85 |  | 0
C3(b) | Supply and Fabrication of High Tensile Steel deformed bars conforming to ASTM-A615 Grade 60 (60,000psi) reinforcement for cement concrete, including cutting, bending, laying in position, over lapping, making joints, fastenings, wastage and including cost of binding wire & labors charges for binding of steel reinforcement in place (also includes removal of rust from bars) as per drawings(12mmbars @ 200mmc/c both ways) | Kg | 165 |  | 0
C.6 | Foundation Wall
C6(a) | Construction of Solid Concrete masonry unit (CMU) wall of 200mm thickness blocks (Compressive strength 2000Psi as per ASTM C90-16a) bedded in cement/sand mortar mix 1:4. Note: Blocks to be cured for at least 7 days and tested prior to laying in for the wall as per the drawings
| Building Foundation | m2 | 24.61 |  | 0
C.7 | Fill materials
C7(a) | Provide and lay 150mm thick hard core compacted to 98% modified Proctor density for Building floor | m3 | 2.86 |  | 0
C7(b) | Provide and lay 50mm Murram Blinding for Floor Slab. | m3 | 0.96 |  | 0
C8 | Concrete Slab for floor and Ramp
C8(a) | Providing and laying 100 mm thick reinforced cement concrete mix to obtain 3000 psi (Cylinder Strength at 28 days) (1:1.5:3) using coarse sand and screened graded and washed aggregate, in required shape and design, including forms, moulds, shuttering, lifting, compacting, curing, rendering and finishing exposed surface, complete (including cost of form work, its fabrication and placing in position, etc.). for floor slab. | m3 | 1.91 |  | 0
C8(b) | High tensile deformed steel bars to ASTM A615 Grade 60 (60000 psi) :- including bending, hooking, tying wire, cutting spacers and supporting all in position
| Reinforcement (BRC Mesh A142 ) | m² | 19.04 |  | 0
| Total C |  |  |  | 0
D | SUPERSTRUCTURE
D1(a) | Construction of wall using Solid Concrete masonry unit (CMU) wall of 200mm thickness blocks (Compressive strength 2000Psi as per ASTM C90-16a) bedded in cement/sand mortar mix 1:4. Note: Blocks to be cured for at least 7 days and tested prior to laying in for the wall as per the drawings | m2 | 55 |  | 0
D.3 | Ring beam
D3(a) | Providing and laying reinforced cement concrete mix to obtain 3000 psi (Cylinder Strength at 28 days) (1:1.5:3) using coarse sand and screened graded and washed aggregate, in required shape and design, including forms, moulds, shuttering, lifting, compacting, curing, rendering and finishing exposed surface, complete (including cost of form work, its fabrication and placing in position, etc.). for Ring beam. width 200mm, height 300mm | m3 | 1.29 |  | 0
D3(b) | High tensile deformed steel bars to ASTM A615 Grade 60 (60000 psi) :- including bending, hooking, tying wire, cutting spacers and supporting all in position as per drawings | Kg | 122.5 |  | 0
| Total D |  |  |  | 0
E | ROOF
E1(a) | Truss T1 - 5 Nos
| Bottom Chord 100x50mm | m | 20 |  | 0
| Top Chord 100x50mm | m | 22 |  | 0
E1(a) | Internal Web Members 75x50mm | m | 125 |  | 0
| Purlins 100x50mm | m | 32.4 |  | 0
| 100x50mm wall plate fixed onto blockwork with approved bolts and nuts as per Engineers detail | Lm | 18 |  | 0
E1(b) | Supply, deliver and install pre-painted galvanized steel insulated sandwich roof panels comprising 0.45–0.50 mm thick color-coated steel outer sheets with 50 mm thick PUF/EPS insulation core (density as specified), complete with self-drilling screws, weatherproof sealants, side/end laps, flashings, ridge caps, closures, lifting, handling, and all accessories required for a complete watertight roofing system. | m2 | 22 |  | 0
E1(c) | Supply and install good quality Gypsum ceiling boards as per the satisfaction of the engineer finished with at least two coats of approved paint (Cost of paint with all necessary surface preparation should be included). | m2 | 19.04 |  | 0
E1(d) | 225x25mm thick fascia board fixed in place including priming and finishing it in approved paint | Lm | 6 |  | 0
| Total E |  |  |  | 0
F | FITTINGS (DOORS, WINDOWS AND VENTS)
F.1 | Supply and install WD1, 900x2400mm, hard wood framed door, 1 1/4" thick Imported wooden door sashes with a 200x50mm wood timber frame, 3 pairs of stainless steel butt hinge ball bearing. The door should have all necessary finishings such as painting, polishing as shown on drawings | No. | 3 |  | 0
F.2 | Supply and Install, 1000 x 1200mm high Aluminum sliding window with 6mm tinted glass fixed with micro film inter layer as shown on drawings including all necessary hinges, handles, locks and sealers | No | 1 |  | 0
F.3 | Supply and Install, 1500 x 1800mm high Aluminum sliding window with 6mm tinted glass fixed with micro film inter layer as shown on drawings including all necessary hinges, handles, locks and sealers | No | 1 |  | 0
| Total F |  |  |  | 0
G | FINISHES
G.1 | Plastering/Rendering
G1(a) | 20 mm thick Cement Sand plastering (1:3) finished smooth surface with wooden float for the internal and external walls, Columns , Grade beams and ring beams of the building including curing. | m2 | 94 |  | 0
G1(b) | 30mm thick Cement Sand floor screed (1:3) finished smooth for tiles and Supply and fixing of 600mm x 600mm no slippery- Ceramic floor tiles with approved tile bond as per drawings | m2 | 19.04 |  | 0
G1(c) | Supply and fixing of 100mm high ceramic tile skirting along wall. | m | 11.1 |  | 0
G1(d) | Supply and fix 300mm x 300mm Ceramic tiles over 1:3 cement sand mixture (all inclusive) in bathrooms walls upto1.5 m height in toilet | m2 | 18.3 |  | 0
G.2 | Painting
PAINTING: Rate shall include for preparation of surface cleaning down, smoothing, knotting, stepping etc. protection of floors and fitting, and cleaning upon completion.
G2(a) | Prepare surface, apply filler, apply one coat of primer and two coats of weather resistant externally and silk vinyl paint internally faces of walls (Contractor will submit the sample for Color and manufacturer approval)
| Internal Walls | m2 | 64.08 |  | 0
| External Walls | m2 | 59.4 |  | 0
| Total G |  |  |  | 0
H | RAIN WATER ROOF DRAINAGE SYSTEM
Rainwater goods: Unplasticized Polyvinyl Chloride (UPVC) Pipes, Gutters and Fittings Joined in Accordance with the Manufacturer's Instructions:-
H1 | 300mm Wide Dome Shaped PVC Roof Fulbora / Roof Gullycomplete with all fixing brackets and accessories to approval : | Lm | 6 |  | 0
H2 | 100 mm Diameter Rain water down pipes complete with all fixing brackets and accessories to approval at site | Lm | 7 |  | 0
| Total H |  |  |  | 0
I | ELECTRICAL INSTALLATIONS INCLUDING TESTING AND COMISSIONING
Note : unless other wise stated rates in Bill of quantities shall include all necessary material, cables, conduits, PVC sunk box, Bulbs switches etc. and labor required to complete the electrical installation. Testing and commissioning of electrical installations is to be carried out by contractor and cost of such testing and reports to be included in rates. All types of fittings shall be approved by engineer prior to installation
I.1 | Allow sum for wiring, conduiting, chasing, making good to all finishes, connection and testing to the whole building to approved standards including earthing with standard electrode. | Item | 1 |  | 0
I.2 | Supply and fixing Control panel box complete with main switch and circuit breakers separate for the lighting and socket power system as per engineers approval | No. | 1 |  | 0
I.3 | Supply and fixing Meter box including the provision of main switch and cut-outs at the meter box as per engineers approval | No. | 1 |  | 0
I.4 | Supply and fixing one gang one way switch as per engineers approval | No. | 3 |  | 0
I.6 | Supply and fixing 13A Twin Socket as per engineers approval | No. | 2 |  | 0
I.7 | Supply and fixing 18 watt LED fitting 4ft in length having minimum of 2775 lumens, luminous efficacy 150lm/watt having lamp life at least 50000 hours complete as per engineers approval | No. | 3 |  | 0
I.8 | Supply and fixing Overhead fans "Oriental" or equal approved including the control and wiring as per engineers approval | No. | 1 |  | 0
I.11 | Supply, Lay and connect 25mm2 PVC/Cu cable from meter box to Infant care room. Complete job including excavation and back filling | Item | 1 |  | 0
| Total I |  |  |  | 0
J | PLUMBING AND DRAINAGE
J1 | Supply and Install Vitreous China ceramic wash hand basin complete with tap and trap including all necessary plumbing, connections and connections to main drainage as per the satisfaction of engineer | No. | 3 |  | 0
J2 | Supply and Install complete toilet seats with flushing system of 20 liter water tank and shower for washing including all necessary plumbing, connections to water supply network, and connections to main drainage as per the satisfaction of engineer | No. | 1 |  | 0
| Total J |  |  |  | 0
K | FURNISHING
K1 | Supply and installation of 5-seater sofa, comprising a hardwood/engineered wood frame, high-density foam cushions, upholstered in approved fabric/leatherette finish, complete with seat, backrest, armrests, stitching, and all accessories required for a complete installation, in accordance with approved drawings, specifications, and manufacturer's recommendations | No. | 1 |  | 0
K2 | Supply and installation of wall-mounted diaper changing shelf (baby changing station), manufactured from high-density polyethylene (HDPE), molded plastic, stainless steel, or approved equivalent material, with smooth, easy-to-clean surfaces, safety straps, protective side barriers, load-bearing hardware, and all necessary brackets, anchors, fixings, and accessories. Complete with installation, testing, and commissioning in accordance with the manufacturer's recommendations and approved specifications. | No. | 1 |  | 0
| Total K |  |  |  | 0
| TOTAL LACTATION ROOM |  |  |  | 0
| GRAND TOTAL PLAY AREA AND LACTATION ROOM |  |  |  | 0

## Nursery, Land Scaping
SINAAN
Garowe Community Cohesion and Green Cultural Park
PR 050
Nursery, External Plantation and Land Scaping
Item | Description | Unit | Qty | Unit Price (GBP) | Total Price (GBP)
Nursery 50m x 50m
A | EARTHWORKS
A1 | Site clearing, setting out and simple formation to receive works with 5m offset on each side | m² | 3025 |  | 0
A2 | Excavation for isolated column base pad footings and perimeter strip footing and dispose within site | m³ | 65.34 |  | 0
| Total A |  |  |  | 0
B | SUBSTRUCTURE
B1 | Providing and laying reinforced cement concrete mix to obtain 2500 psi (Cylinder Strength at 28 days) (1:2:4) using coarse sand and screened graded and washed aggregate, in required shape and design, including forms, moulds, shuttering, lifting, compacting, curing, rendering and finishing exposed surface, complete (including cost of form work, its fabrication and placing in position, etc.) for Pad, strip footing and Pedestal | m³ | 20.06 |  | 0
B2 | Supply and Fabrication of High Tensile Steel reinforcement Grade 60(6000 Psi) deformed bars for pad, strip footing and pedestal, including cutting, bending, laying in position, over lapping, making joints, fastenings, wastage and including cost of binding wire & labors charges for binding of steel reinforcement in place (also includes removal of rust from bars) . | kg | 1892 |  | 0
B4 | Supply and fix Anchor bolts M16 with nuts/washers (4 per column) | Set | 121 |  | 0
0
C | SUPERSTRUCTURE
C1 | Supply, Fabrication and Installation of SHS steel including all necessary bolts and weldings for (columns + beams +Trusses + Girders + bracing) including 5% wastage as per attached schedule. Contractor will submit shop drawings for approval. All SHS steel members will be painted with minimum 3 coats of anti corrosion paint | Kg | 9822 |  | 0
C2 | Base plates 200×200×10 mm (1 per column) | pcs | 121 |  | 0
C3 | Bolts/nuts/washers for beam connections (M12/M16) | LS | 1 |  | 0
| Total C |  |  |  | 0
D | Walling (Chicken Wire Mesh + Rails + Fixings)
D1 | Provide and install chicken wire mesh walling (perimeter area including 10% waste) | m² | 704 |  | 0
| Total D |  |  |  | 0
E | Roof (UV Shade Net + Lacing + Accessories)
E1 | Provide and install UV-stabilized high-quality shade net, (Green in colour and 75% Shading) to the roof, including fixing wire/twine and fasteners | m² | 2750 |  | 0
| Total E |  |  |  | 0
GRAND TOTAL FOR Nursery |  |  |  |  | 0

## Parking
SINAAN
Garowe Community Cohesion and Green Cultural Park
PR 050
Public Car Parking 350m x 12 m
Item | Description | Unit | Qty | Unit Price (GBP) | Total Price (GBP)
A1 | Site clearance and stripping | m2 | 5047.5 |  | 0
A2 | Supply , lay and compact to 95% M.D.D. (AASHTO T.180) 150mm thick gravel base, shape to level and tolerance. | m3 | 757.125 |  | 0
| Total A |  |  |  | 0
GRAND TOTAL |  |  |  |  | 0